## Dashboard
ANALYTICAL METHODS NQAC NUNSPEET, THE NETHERLANDS
Accredited according to ISO 17025 for all analyses indicated with "Q" in the matrices defined
IB95.8030.300 Date: | 2025-02-18
HYPERLINK | METHOD NUMBER | HYPERLINK | METHOD NUMBER | HYPERLINK | METHOD NUMBER | HYPERLINK | METHOD NUMBER | HYPERLINK | METHOD NUMBER | HYPERLINK | METHOD NUMBER
Vit A | HI00.3050.201 | Blocked Lysine-LCMS | HI00.0700.600 | Calcium-Ca | HI00.1500.120 | Fatty Acids 511 | HI00.0250.511 | Nucleotides- AMP | HI00.3300.000 | Vitamin K3 | ANA-00095-K3
Vit A-Premix | LI-03.701-3 | Free Amino Acids -LCMS | HI00.0730.500 | Copper-Cu | HI00.1500.120 | Fatty Acids 512-ISO16958 | HI00.0251.512 | Nucleotides- CMP | HI00.3300.000 | Fluoride (salts) | F-Potenz-S188
Vit B1-MultiB | LI-00.610-01 | Free high Cystine > 0.05% | HI00.0730.510 | Iron-Fe | HI00.1500.120 | Fatty Acids 513 | HI00.0250.513 | Nucleotides- GMP | HI00.3300.000 | Lysinoalanine | AAALALZH
Vit B1 -Premix | LI-03.703-2 | Free Tryptophane | HI00.0730.300 | Magnesium-Mg | HI00.1500.120 |  |  | Nucleotides- UMP | HI00.3300.000
Vit B2 -MultiB | LI-00.610-01 | Total Tryptophane | HI00.0700.300 | Manganese-Mn | HI00.1500.120 |  |  | Nucleotides- IMP | HI00.3300.000
Vit B2 -Premix | LI-03.703-2 | Taurine Free LCMS | HI00.0730.500 | Phosphorus-P | HI00.1500.120 |  |  | HMOS-2FL | LI-08.017
Vit B3 -Niacin -Multi B | LI-00.610-01 | Total Amino Acids-LCMS | HI00.0700.500 | Potassium-K | HI00.1500.120 |  |  | HMOS-3FL | LI-08.017
Vit B5 - Pantothenic Acid | HI00.3150.100 | Hydroxyproline | HI00.0700.520 | Sodium-Na | HI00.1500.120 |  |  | HMOS-DFL | LI-08.017
Vit B5 - Pantothenic Acid - Premix | LI-03.703-2 |  |  | Zinc-Zn | HI00.1500.120 |  |  | HMOS-3SL | LI-08.017
Vit B6 -MultiB | LI-00.610-01 |  |  | Chloride-Cl | HI00.1620.300 |  |  | HMOS-6SL | LI-08.017
Vit B9 - Folic Acid - Dietary Folate Equivalent | HI00.3170.200 |  |  | Fluoride-F | HI00.1450.300 |  |  | HMOS-LNT | LI-08.017
Vit B12 | HI00.649-1 |  |  | Fluoride-F petfood | HI00.1450.500 |  |  | HMOS-LnNT | LI-08.017
Vit C | HI00.3090.300 |  |  | Sulfur-S petfood | HI00.1500.140
Vit D2 | HI00.3070.201 |  |  | Calcium-Ca petfood | HI00.1500.140 |  |  | Tube Performance Bolus | HI00.0310.100
Vit D3 | HI00.3050.201 |  |  | Copper-Cu petfood | HI00.1500.140 |  |  | Tube Performance Gravity | HI00.0310.200
Vit E | HI00.3050.201 |  |  | Iron-Fe petfood | HI00.1500.140 |  |  | Tube Performance Pump | HI00.0310.300
Vit E-Premix | LI-03.701-3 |  |  | Magnesium-Mg petfood | HI00.1500.140
Vit K1 | HI00.3080.100 |  |  | Manganese-Mn Petfood' | HI00.1500.140 |  |  | PSD-Gradis | HI00.0400.000
Vit K2 | HI00.3080.100 |  |  | Phosphorus-P Petfood' | HI00.1500.140 |  |  | PSD-Rodos | HI00.0400.000
Beta Carotene | LI-00.683-2 |  |  | Potassium-K petfood | HI00.1500.140
Biotin-MultiB | LI-00.610-01 |  |  | Sodium-Na petfood | HI00.1500.140 |  |  | Osmolality- Freezing Point | HI08.0619.000
Carnitine | HI00.3200.200 |  |  | Zinc-Zn petfood | HI00.1500.140 |  |  | Osmolality- Vapour Pressure | LI-08.067
Choline | HI00.3200.200
Inositol | HI00.3190.100 | [6 empty] | Total Nitrogen- Protein | LI-00.557-2
Lutein-GB | GB 5009.248 - 2016
Vitamins
Amino Acids
Fatty Acids
Minerals
Chemical/Physical
Outsourced/
Subcontracted

## Vit A
[7 empty] | Paraaf | Datum | Aanpassing
ANALYTICAL METHODS NQAC NUNSPEET, THE NETHERLANDS | [6 empty] | MiK | 2010-04-27 | 1ste versie nieuw overzicht
Accredited according to ISO 17025 for all analyses indicated with "Q" in the matrices defined | [6 empty] | MiK | 2010-05-04 | Voorschrift en werkblad controle
IB95.8030.300 Date issued: | 2025-02-18 | [5 empty] | MiK | 2011-01-25 | Eenheden aangepast, deze stonden niet helemaal goed ug RE/100g stond er
[7 empty] | MiK | 2011-05-16 | Bepalingsgrens van 3 naatr 4 vloeibaar van 0,5 naar 0,6
[7 empty] | MiK | 2012-06-11 | LI van versie 2 naar 3 en AOAC toegevoegd
[7 empty] | MiK | 2012-06-11 | LOQ voor liquid aangepast van 0,6 naar 1
[7 empty] | MiK | 2013-02-19 | MU, r en R geupdate
Analysis | Vitamin A | [5 empty] | MiK | 2013-11-06 | Methode van HI naar LI-HI aangepast
[7 empty] | MiK | 2014-03-13 | Premix toegevoegd
NQAC method | HI00.3050.201 | [5 empty] | MiK | 2014-04-28 | Voor cereals R% van 20 naar 25, MU van 25 naar 30. Na mail coordinator
Nestlé method | LI00.681-4 | [5 empty] | MiK | 2014-05-21 | LI-HI aangepast naar HI
Reference to international method | AOAC 992.06 & 992.04; NEN EN 12823 1:2000 & ISO 20633:2015 | [5 empty] | MiK | 2014-05-21 | Wetmix/Drymix aangepast naar Milkproducts
[7 empty] | MiK | 2014-09-08 | Accreditation vak weggehaald en bij Matrix (Q) toegevoegd iom LN/TN
Principle of method | HPLC | [5 empty] | MiK | 2015-09-22 | R% voor HA producten en Cacoa toegevoegd
[7 empty] | MiK | 2015-10-26 | MU voor HA producten toegevoegd
Sample amount required | 100g | [5 empty] | MiK | 2016-08-16 | Nieuwe layout
[7 empty] | JvE | 2016-09-02 | verwijzing naar ISO 20633:2015 toegevoegd
Matrix | Accredited (Q) | Measurement uncertainty (MU%) | Reproducibility (R%) | Repeatability (r%) | LoQ Solid product | LoQ Liquid product | TN | 2018-06-13 | verwijzing naar LI00.681-4 aangepast, stond nog steeds op LI00.681-3
Milk products | Q | 20% | 15% | 10% | 4 µg RE/100g | 1 µg RE/100g | TN | 2018-11-30 | Voorschrift nummer aangepast naar HI00.3050.201
FSMP | Q | 20% | 15% | 10% | 4 µg RE/100g | 1 µg RE/100g | HE | 2019-03-26 | update voor HI00.3050.201 methode
Culinary | [6 empty] | TN | 2019-04-01 | Q milkproducts en Q cereals verwijderd
Cereals | Q | 30% | 25% | 10% | 4 µg RE/100g | 1 µg RE/100g | TN | 2019-04-16 | Milkproducts (Q) , Cereals (Q), Cocoa products (Q), Pet foods (Q) toegevoegd aanpas. Scope
Cocoa | Q | 20% | 20% | 10% | 4 µg RE/100g | 1 µg RE/100g | TN | 2019-09-16 | MU, r en R premixen geupdate nav geupdate Validatiefile op basis van 2 onafh. Inwegingen
Petfoods | Q | 25% | 25% | 10% | 4 µg RE/100g | 1 µg RE/100g | TN | 2019-12-18 | Bij de LoQ de eenheid van RE/100g aangepast naar µg RE/100g
Oils & Fats |  |  |  |  | 4 µg RE/100g | 2 µg RE/100g | TN | 2021-02-02 | LoQ Premix en Wet petfood toegevoegd
Micronutrient Premix |  | 11% | 15% | 10% | 100 µg RE/100g |  | TN | 2023-06-01 | FSMP ipv milkproducts HA
[7 empty] | TN | 2023-12-01 | FSMP Q uitgezet, deze was in Juni 2023 al in het LIMS uitgezet
[7 empty] | TN | 2024-02-01 | FSMP Alfamino en Alfare opnieuw gevalideerd, R% is nu 15% ipv 25%
[7 empty] | TN | 2024-04-03 | FSMP Q toegevoegd.
Return to Dashboard

## Vit A-Premix
[7 empty] | Paraaf | Datum | Aanpassing
ANALYTICAL METHODS NQAC NUNSPEET, THE NETHERLANDS | [6 empty] | TN | 2024-03-23 | LI03.701-3 in premix ter vervanging van HI00.3050.201
Accredited according to ISO 17025 for all analyses indicated with "Q" in the matrices defined
IB95.8030.300 Date issued: | 2025-02-18
Analysis | Vitamin A
NQAC method | LI-03.701-3
Nestlé method | LI-03.701-3
Reference to international method
Principle of method | HPLC
Sample amount required | 100g
Matrix | Accredited (Q) | Measurement uncertainty (MU%) | Reproducibility (R%) | Repeatability (r%) | LoQ Solid product | LoQ Liquid product
Milk products
FSMP
Culinary
Cereals
Cocoa
Petfoods
Oils & Fats
Micronutrient Premix |  | 10% | 11% | 6% | 200
Return to Dashboard

## Vit E
[7 empty] | Paraaf | Datum | Aanpassing
ANALYTICAL METHODS NQAC NUNSPEET, THE NETHERLANDS | [6 empty] | MiK | 2010-04-27 | 1ste versie nieuw overzicht
Accredited according to ISO 17025 for all analyses indicated with "Q" in the matrices defined | [6 empty] | MiK | 2010-05-04 | Voorschrift en werkblad controle
IB95.8030.300 Date issued: | 2025-02-18 | [5 empty] | MiK | 2011-01-25 | Eenheden aangepast, stond ugRE/100g
[7 empty] | MiK | 2011-05-16 | Beplaingsgrens aangepast van 0,05 naar 0,06 vaste producten
[7 empty] | MiK | 2012-06-11 | LI van versie 2 naar 3 en AOAC toegevoegd
[7 empty] | MiK | 2013-02-19 | Mu, r en R geupdate
[7 empty] | MiK | 2013-09-30 | Methode aangepast van LI00.681-2 naar LI00.681.3 (zelfde methode als vit A stond niet goed)
Analysis | Vitamin E | [5 empty] | MiK | 2013-11-06 | Methode van HI naar LI-HI aangepast
[7 empty] | MiK | 2014-03-13 | Premix toegevoegd
NQAC method | HI00.3050.201 | [5 empty] | MiK | 2014-05-21 | LI-HI aangepast naar HI
Nestlé method | LI00.681-4 | [5 empty] | MiK | 2014-05-21 | Wetmix/Drymix aangepast naar Milkproducts
Reference to international method | AOAC 992.03; NEN-EN12822:2000 | [5 empty] | MiK | 2014-09-08 | Accreditation vak weggehaald en bij Matrix (Q) toegevoegd iom LN/TN
[7 empty] | MiK | 2015-09-22 | R% voor HA producten en Cacoa toegevoegd
Principle of method | HPLC | [5 empty] | MiK | 2015-10-26 | MU voor HA producten toegevoegd
[7 empty] | MiK | 2016-08-16 | Nieuwe layout
Sample amount required | 100g | [5 empty] | TN | 2018-06-13 | verwijzing naar LI00.681-4 aangepast, stond nog steeds op LI00.681-3
[7 empty] | TN | 2018-11-30 | HI00.3050.200 aangepast naar HI00.3050.201 ivm D3 met LCMSMS
Matrix | Accredited (Q) | Measurement uncertainty (MU%) | Reproducibility (R%) | Repeatability (r%) | LoQ Solid Product | LoQ Liquid Product | HE | 2019-03-26 | update voor HI00.3050.201 methode
Milk products | Q | 15% | 15% | 10% | 0.06 αTE/100g | 0.01 αTE/100g | TN | 2019-04-01 | Q milkproducts en Q cereals verwijderd
FSMP | Q | 20% | 15% | 10% | 0.06 αTE/100g | 0.01 αTE/100g | TN | 2019-04-16 | Milkproducts (Q) , Cereals (Q), Cocoa products (Q), Pet foods (Q) toegevoegd scope uitbreid
Culinary | [6 empty] | TN | 2019-09-16 | MU, r en R premixen geupdate nav geupdate Validatiefile op basis van 2 onafh. Inwegingen
Cereals | Q | 20% | 15% | 10% | 0.06 αTE/100g | 0.01 αTE/100g | TN | 2021-02-02 | LoQ Premix en Wet petfood toegevoegd
Cocoa | Q | 15% | 20% | 10% | 0.06 αTE/100g | 0.01 αTE/100g | TN | 2023-06-01 | FSMP toegevoegd ipv milkproducts HA
Petfoods | Q | 20% | 25% | 10% | 0.06 αTE/100g | 0.02 αTE/100g | TN | 2023-12-01 | FSMP Q uitgezet, deze was in Juni 2023 al in het LIMS uitgezet
Oils & Fats | [6 empty] | TN | 2024-01-10 | FSMP MU van 15 naar 20% gezet zoals vermeld in de VF
Micronutrient Premix |  | 10% | 15% | 10% | 1.5 αTE/100g |  | TN | 2024-04-03 | FSMP Q toegevoegd.
Return to Dashboard

## Vit E-Premix
[7 empty] | Paraaf | Datum | Aanpassing
ANALYTICAL METHODS NQAC NUNSPEET, THE NETHERLANDS | [6 empty] | TN | 2024-03-23 | LI03.701-3 in premix ter vervanging van HI00.3050.201
Accredited according to ISO 17025 for all analyses indicated with "Q" in the matrices defined
IB95.8030.300 Date issued: | 2025-02-18
Analysis | Vitamin E
NQAC method | LI-03.701-3
Nestlé method | LI-03.701-3
Reference to international method
Principle of method | HPLC
Sample amount required | 100g
Matrix | Accredited (Q) | Measurement uncertainty (MU%) | Reproducibility (R%) | Repeatability (r%) | LoQ Solid Product | LoQ Liquid Product
Milk products
FSMP
Culinary
Cereals
Cocoa
Petfoods
Oils & Fats
Micronutrient Premix |  | 10% | 11% | 6% | 5 αTE/100g
Return to Dashboard

## Vit D3
[7 empty] | Paraaf | Datum | Aanpassing
ANALYTICAL METHODS NQAC NUNSPEET, THE NETHERLANDS | [6 empty] | MiK | 2010-04-27 | 1ste versie nieuw overzicht
Accredited according to ISO 17025 for all analyses indicated with "Q" in the matrices defined | [6 empty] | MiK | 2010-05-04 | Voorschrift en werkblad controle
IB95.8030.300 Date issued: | 2025-02-18 | [5 empty] | MiK | 2011-01-25 | Eenheden aangepast, stond ugRE/100g
[7 empty] | MiK | 2011-05-15 | Bepalingsgrens aangepast, vast van 1,5 naar 2, vloeibaar van 0,5 naar 0,6
[7 empty] | MiK | 2013-02-19 | MU, r en R geupdate
[7 empty] | MiK | 2013-11-06 | Methode van HI naar LI-HI aangepast
[7 empty] | MiK | 2014-03-13 | Premix toegevoegd
Analysis | Vitamin D3 | [5 empty] | MiK | 2014-04-28 | voor cereals R% van 25 naar 30 en MU van 25 naar 30. Na mail coordinator
[7 empty] | MiK | 2014-05-21 | LI-HI aangepast naar HI
NQAC method | HI00.3050.201 | [5 empty] | MiK | 2014-05-21 | Wetmix/Drymix aangepast naar Milkproducts
Nestlé method | LI-75.215-01 | [5 empty] | MiK | 2014-09-08 | Accreditation vak weggehaald en bij Matrix (Q) toegevoegd iom LN/TN
Reference to international method | ISO-20636 | [5 empty] | MiK | 2015-09-22 | R% voor HA producten en Cacoa toegevoegd
[7 empty] | MiK | 2015-10-26 | MU voor HA producten toegevoegd
Principle of method | UHPLC-MSMS | [5 empty] | MiK | 2016-08-16 | Nieuwe layout
[7 empty] | TN | 2018-11-30 | Nieuwe LCMS methode voor D3 ingevoerd
Sample amount required | 100g | [5 empty] | HE | 2018-03-26 | MU, r en R geupdate voor HA producten en premixen
[7 empty] | TN | 2019-04-16 | Milkproducts (Q) , Cereals (Q), Cocoa products (Q), Pet foods (Q) toegevoegd scope aanpas.
Matrix | Accredited (Q) | Measurement uncertainty (MU%) | Reproducibility (R%) | Repeatability (r%) | LoQ Solid Product | LoQ Liquid Product | TN | 2020-01-31 | MU van 10 naar 20%, R van 6 naar 20%, r van 5 naar 10%: de oude prest.kenmerk alleen voor hoge gehaltes
Milk products | Q | 15% | 18% | 10% | 0.4 μg/100g | 0.1 μg/100g | TN | 2021-02-02 | LoQ Premix toegevoegd
FSMP | Q | 15% | 18% | 10% | 0.4 μg/100g | 0.1 μg/100g | TN | 2023-06-01 | FSMP toegevoegd ipv milkproducts HA en Water matrix
Culinary | [6 empty] | TN | 2023-12-01 | FSMP Q uitgezet, deze was in Juni 2023 al in het LIMS uitgezet
Cereals | Q | 25% | 30% | 10% | 0.4 μg/100g | 0.1 μg/100g | TN | 2024-04-03 | FSMP Q toegevoegd.
Cocoa | Q | 20% | 20% | 10% | 0.4 μg/100g | 0.1 μg/100g
Petfoods | Q | 16% | 20% | 12% | 0.4 μg/100g | 0.2 μg/100g
Oils & Fats
Micronutrient Premix |  | 19% | 24% | 11% | 20 μg/100g
Water |  | 15% | 18% | 10% |  | 0.01 µg/100g
Return to Dashboard

## Vit D2
[7 empty] | Paraaf | Datum | Aanpassing
ANALYTICAL METHODS NQAC NUNSPEET, THE NETHERLANDS | [6 empty] | TN | 2020-06-01 | 1ste versie nieuwe analyse D2
Accredited according to ISO 17025 for all analyses indicated with "Q" in the matrices defined | [6 empty] | TN | 2020-07-06 | Prestatiekenmerken milkpowder toegevoegd
IB95.8030.300 Date issued: | 2025-02-18 | [5 empty] | TN | 2021-02-02 | LoQ Premix toegevoegd
[7 empty] | TN | 2023-06-01 | FSMP toegevoegd
Analysis | Vitamin D2
NQAC method | HI00.3070.201
Nestlé method | LI-75.215-01
Reference to international method | ISO-20636
Principle of method | UHPLC-MSMS
Sample amount required | 100g
Matrix | Accredited (Q) | Measurement uncertainty (MU%) | Reproducibility (R%) | Repeatability (r%) | LoQ Solid Product | LoQ Liquid Product
Milk products |  | 18% | 18% | 10% | 0.4 μg/100g | 0.1 μg/100g
FSMP |  | 18% | 18% | 10% | 0.4 μg/100g | 0.1 μg/100g
Culinary
Cereals
Cocoa
Petfoods
Oils & Fats
Micronutrient Premix |  | 20% | 25% | 13% | 20 µg/100g
Return to Dashboard

## Vit K1
[7 empty] | Paraaf | Datum | Aanpassing
ANALYTICAL METHODS NQAC NUNSPEET, THE NETHERLANDS | [6 empty] | MiK | 2010-04-27 | 1ste versie nieuw overzicht
Accredited according to ISO 17025 for all analyses indicated with "Q" in the matrices defined | [6 empty] | MiK | 2010-05-04 | Voorschrift en werkblad controle
IB95.8030.300 Date issued: | 2025-02-18 | [5 empty] | MiK | 2012-01-20 | r% van 12% naar 8%, R% van 25% naar 20%, MU van 18% naar 15%
[7 empty] | MIK | 2012-06-11 | AOAC toegevoegd en Li versie van 3 naar 4
[7 empty] | MiK | 2012-08-29 | LI versie van 4 naar 3 wij passen 4 niet toe. Iom TN AOAC toegevoegd aan methode
[7 empty] | MiK | 2013-02-19 | MU, R en r voor cereals en premix toegevoegd
[7 empty] | MiK | 2013-09-30 | Methode aangepast, LI00.682-3 weg gehaald.
Analysis | Vitamin K1 | [5 empty] | MiK | 2013-11-06 | Methode van HI naar LI-HI aangepast
[7 empty] | MiK | 2014-03-13 | r% aangepast van 7 naar 14%
NQAC method | HI00.3080.100 | [5 empty] | MiK | 2014-03-21 | Reference method aangepast zat typ fout in, er stond 995 ipv 999
Nestlé method | AOAC 999.15 | [5 empty] | MiK | 2014-05-21 | LI-HI aangepast naar HI
Reference to international method | AOAC 999.15 | [5 empty] | MiK | 2014-05-21 | Wetmix/Drymix aangepast naar Milkproducts
[7 empty] | MiK | 2014-09-08 | Accreditation vak weggehaald en bij Matrix (Q) toegevoegd iom LN/TN
Principle of method | HPLC | [5 empty] | MiK | 2015-10-26 | MU voor HA producten toegevoegd
[7 empty] | MiK | 2016-08-16 | Nieuwe layout
Sample amount required | 100 g | [5 empty] | TN | 2019-11-04 | HA products R en r% ingevuld, cereals 20/20/12 aangepast naar 15/25/8
[7 empty] | TN | 2021-02-04 | LoQ Premix toegevoegd
Matrix | Accredited (Q) | Measurement uncertainty (MU%) | Reproducibility (R%) | Repeatability (r%) | LoQ Solid Product | LoQ Liquid Product | TN | 2021-12-22 | LOQ vloeibaar verhoogd van 0.5 naar 2 µg/100g
Milk products | Q | 15% | 20% | 8% | 5 µg/100g | 2 µg/100g | TN | 2023-06-01 | FSMP toegevoegd ipv milkproducts HA
FSMP | Q | 20% | 20% | 12% | 5 µg/100g | 2 µg/100g | TN | 2023-12-01 | FSMP Q uitgezet, deze was in Juni 2023 al in het LIMS uitgezet
Culinary | [6 empty] | TN | 2024-04-03 | FSMP Q toegevoegd.
Cereals | Q | 15% | 25% | 8% | 5 µg/100g | 2 µg/100g
Cocoa
Petfoods
Oils & Fats
Micronutrient Premix |  | 16% | 20% | 14% | 100 µg/100g
Return to Dashboard

## Vit K2
[7 empty] | Paraaf | Datum | Aanpassing
ANALYTICAL METHODS NQAC NUNSPEET, THE NETHERLANDS | [6 empty] | TN | 2023-01-23 | Vitamin K2 method introduced
Accredited according to ISO 17025 for all analyses indicated with "Q" in the matrices defined
IB95.8030.300 Date issued: | 2025-02-18
Analysis | Vitamin K2
NQAC method | HI00.3080.100
Nestlé method | AOAC 999.15/ NQAC Nunspeet development
Reference to international method | AOAC 999.15 / NQAC Nunspeet development
Principle of method | HPLC (Vitamin K2 = MK-4 + MK-7)
Sample amount required | 100 g
Matrix | Accredited (Q) | Measurement uncertainty (MU%) | Reproducibility (R%) | Repeatability (r%) | LoQ Solid Product | LoQ Liquid Product
Milk products |  | 15% | 20% | 10% | 5 µg/100g | 2 µg/100g
FSMP
Culinary
Cereals
Cocoa
Petfoods
Oils & Fats
Micronutrient Premix
Return to Dashboard

## Vit B1-MultiB
[7 empty] | Paraaf | Datum | Aanpassing
ANALYTICAL METHODS NQAC NUNSPEET, THE NETHERLANDS | [6 empty] | MiK | 2016-02-22 | 1ste versie nieuw overzicht
Accredited according to ISO 17025 for all analyses indicated with "Q" in the matrices defined | [6 empty] | MiK | 2016-08-16 | Nieuwe layout
IB95.8030.300 Date issued: | 2025-02-18 | [5 empty] | JvE | 2017-03-16 | (Q) toegevoegd voor melkpoeders en cereals nav scope uitbreiding.
[7 empty] | TN | 2018-06-04 | Overgang naar nieuwe multi B LI-HI00.610-1
[7 empty] | TN | 2018-12-07 | Terug naar multi B LI-HI00.610-1 meting en aparte biotine meting (vlg LI00.605)
[7 empty] | TN | 2019-01-23 | NQAC method naar LI00.610-1
[7 empty] | TN | 2021-02-01 | LoQ HA, Cocoa, Breakfast cereals, en Wet petfood vermeld
Analysis | Multi B - Vitamin B1 | [5 empty] | TN | 2021-03-23 | Multi B normen uniform gemaakt
[7 empty] | TN | 2022-06-21 | LoQ B1 gelijk gesteld aan milkproducts nav ER22-00.610-01-18
NQAC method | LI-00.610-01 | [5 empty] | TN | 2023-06-01 | FSMP toegevoegd ipv milkproducts HA
Nestlé method | LI-00.610-01 | [5 empty] | TN | 2023-12-01 | FSMP Q uitgezet, deze was in Juni 2023 al in het LIMS uitgezet
Reference to international method | [6 empty] | TN | 2024-04-03 | FSMP Q toegevoegd.
Principle of method | LC-MSMS
Sample amount required | 100g
Matrix | Accredited (Q) | Measurement uncertainty (MU%) | Reproducibility (R%) | Repeatability (r%) | LoQ Solid Product | LoQ Liquid Product
Milk products | Q | 15% | 15% | 10 % | 0.10 mg/100g | 0.025 mg/100g
FSMP | Q | 15% | 15% | 10 % | 0.10 mg/100g | 0.025 mg/100g
Culinary
Cereals* | Q | 20% | 15% | 10% | 0.10 mg/100g | 0.025mg/100g
Cocoa |  | 15% | 15% | 10 % | 0.30 mg/100g | 0.08 mg/100g
Petfoods |  | 20% | 20% | 10 % | 0.10 mg/100g | 0.05 mg/100g
Oils & Fats
Micronutrient Premix
*) Breakfast Cereals | Q | 20% | 15% | 10% | 0.30 mg/100g | 0.08mg/100g
Return to Dashboard

## Vit B1-Premix
[7 empty] | Paraaf | Datum | Aanpassing
ANALYTICAL METHODS NQAC NUNSPEET, THE NETHERLANDS | [6 empty] | MiK | 2015-09-22 | Nieuwe methode
Accredited according to ISO 17025 for all analyses indicated with "Q" in the matrices defined | [6 empty] | MiK | 2016-02-18 | Q weggehaald na mail TN
IB95.8030.300 Date issued: | 2025-02-18 | [5 empty] | MiK | 2016-06-24 | Q toegevoegd na mail LN
[7 empty] | MiK | 2016-08-17 | Nieuwe layout
[7 empty] | TN | 2019-01-23 | NQAC methode aangepast naar LI-03.703-2
[7 empty] | TN | 2021-02-01 | LoQ was 5 moest 10 zijn en Panto 1500 µg/100g moest Folic A. 3000 µg/100g zijn
Analysis | Vitamin B1 in premixes
NQAC method | LI-03.703-2
Nestlé method | LI-03.703-2
Reference to international method
Principle of method | UPLC
Sample amount required | 50g
Matrix | Accredited (Q) | Measurement uncertainty (MU%) | Reproducibility (R%) | Repeatability (r%) | LoQ Solid Product | LoQ Liquid Product
Milk products
Culinary
Cereals
Cocoa
Petfoods
Oils & Fats
Micronutrient Premix | Q | 18% | 15% | 10% | 10 mg/100g
Return to Dashboard

## Vit B2-MultiB
[7 empty] | Paraaf | Datum | Aanpassing
ANALYTICAL METHODS NQAC NUNSPEET, THE NETHERLANDS | [6 empty] | MiK | 2016-02-22 | 1ste versie nieuw overzicht
Accredited according to ISO 17025 for all analyses indicated with "Q" in the matrices defined | [6 empty] | MiK | 2016-08-16 | Nieuwe layout
IB95.8030.300 Date issued: | 2025-02-18 | [5 empty] | JvE | 2017-03-16 | (Q) toegevoegd voor melkpoeders en cereals nav scope uitbreiding.
[7 empty] | TN | 2018-06-04 | Overgang naar nieuwe multi B LI-HI00.610-1
[7 empty] | TN | 2018-12-07 | Multi B LI-HI00.610-1 terug naar aparte multi B en apart Biotine meting vlg LI00.605
[7 empty] | TN | 2019-01-23 | NQAC method aangepast naar LI-00.610-01
[7 empty] | TN | 2021-02-03 | LoQ HA, Cocoa, Breakfast cereals, en Wet petfood vermeld: R aangepast HA=16 (stond 14)
Analysis | Multi B - Vitamin B2 | [5 empty] | TN | 2021-03-23 | Multi B normen uniform gemaakt
[7 empty] | TN | 2022-06-21 | LoQ B2 gelijk gesteld aan milkproducts nav ER22-00.610-01-18
NQAC method | LI-00.610-01 | [5 empty] | TN | 2023-06-01 | FSMP toegevoegd ipv milkproducts HA
Nestlé method | LI-00.610-01 | [5 empty] | TN | 2023-12-01 | FSMP Q uitgezet, deze was in Juni 2023 al in het LIMS uitgezet
Reference to international method | [6 empty] | TN | 2024-04-03 | FSMP Q toegevoegd.
Principle of method | LC-MSMS
Sample amount required | 100g
Matrix | Accredited (Q) | Measurement uncertainty (MU%) | Reproducibility (R%) | Repeatability (r%) | LoQ Solid Product | LoQ Liquid Product
Milk products | Q | 15% | 15% | 10% | 0.10 mg/100g | 0.025 mg/100g
FSMP | Q | 15% | 15% | 10% | 0.10 mg/100g | 0.025 mg/100g
Culinary
Cereals* | Q | 20% | 15% | 10% | 0.10 mg/100g | 0.025mg/100g
Cocoa |  |  |  |  | 0.30 mg/100g | 0.08 mg/100g
Petfoods |  | 25% | 25% | 10% | 0.10 mg/100g | 0.05 mg/100g
Oils & Fats
Micronutrient Premix
*) Breakfast Cereals | Q | 20% | 15% | 10% | 0.30 mg/100g | 0.08mg/100g
Return to Dashboard

## Vit B2-Premix
[7 empty] | Paraaf | Datum | Aanpassing
ANALYTICAL METHODS NQAC NUNSPEET, THE NETHERLANDS | [6 empty] | MiK | 2015-09-22 | Nieuwe methode
Accredited according to ISO 17025 for all analyses indicated with "Q" in the matrices defined | [6 empty] | MiK | 2016-02-18 | Q weggehaald na mail TN
IB95.8030.300 Date issued: | 2025-02-18 | [5 empty] | MiK | 2016-06-24 | Q toegevoegd na mail LN
[7 empty] | MiK | 2016-08-17 | Nieuwe layout
[7 empty] | TN | 2019-01-23 | NQAC methode aangepast naar LI-03.703-2
[7 empty] | TN | 2021-02-01 | LoQ was 5 moest 10 zijn en Panto 1500 µg/100g moest Folic A. 3000 µg/100g zijn
Analysis | Vitamin B2 in premixes
NQAC method | LI-03.703-2
Nestlé method | LI-03.703-2
Reference to international method
Principle of method | UPLC
Sample amount required | 50g
Matrix | Accredited (Q) | Measurement uncertainty (MU%) | Reproducibility (R%) | Repeatability (r%) | LoQ Solid Product | LoQ Liquid Product
Milk products
Culinary
Cereals
Cocoa
Petfoods
Oils & Fats
Micronutrient Premix | Q | 18% | 15% | 10% | 10 mg/100g
Return to Dashboard

## Vit B3-Niacin-MultiB
[7 empty] | Paraaf | Datum | Aanpassing
ANALYTICAL METHODS NQAC NUNSPEET, THE NETHERLANDS | [6 empty] | MiK | 2016-02-22 | 1ste versie nieuw overzicht
Accredited according to ISO 17025 for all analyses indicated with "Q" in the matrices defined | [6 empty] | MiK | 2016-08-16 | Nieuwe layout
IB95.8030.300 Date issued: | 2025-02-18 | [5 empty] | JvE | 2017-03-16 | (Q) toegevoegd voor melkpoeders en cereals nav scope uitbreiding.
[7 empty] | TN | 2018-06-04 | Overgang naar nieuwe multi B LI-HI00.610-1
[7 empty] | TN | 2018-12-07 | Multi B LI-HI00.610-1 terug naar aparte multi B en apart Biotine meting vlg LI00.605
[7 empty] | TN | 2019-01-23 | NQAC method aangepast naar LI-00.610-01
[7 empty] | TN | 2020-02-03 | LoQ solid HA,Cocoa, Breakfast cereals 1.80 added. Liquid 0.15 (ipv 0.025) Wet petfood 0.30
Analysis | Multi B- Vitamin B3/ Niacin | [5 empty] | TN | 2021-03-23 | Multi B normen uniform gemaakt
[7 empty] | TN | 2021-06-09 | Niacine in premix is nu ook met de MS methode gevalideerd
NQAC method | LI-00.610-01 | [5 empty] | TN | 2021-07-27 | Niacine in duomix is nu ook met de MS methode gevalideerd
Nestlé method | LI-00.610-01 | [5 empty] | TN | 2022-05-17 | Q Micronutrient premix op scope sinds 6.4.2022
Reference to international method | [6 empty] | TN | 2022-06-21 | LoQ Niacin gelijk gesteld aan milkproducts nav ER22-00.610-01-18
[7 empty] | TN | 2023-06-01 | FSMP toegevoegd ipv milkproducts HA
Principle of method | LC-MSMS | [5 empty] | TN | 2023-12-01 | FSMP Q uitgezet, deze was in Juni 2023 al in het LIMS uitgezet
[7 empty] | TN | 2024-04-03 | FSMP Q toegevoegd.
Sample amount required | 100g
Matrix | Accredited (Q) | Measurement uncertainty (MU%) | Reproducibility (R%) | Repeatability (r%) | LoQ Solid Product | LoQ Liquid Product
Milk products | Q | 15% | 15% | 10% | 0.60 mg/100g | 0.15 mg/100g
FSMP | Q | 15% | 15% | 10% | 0.60 mg/100g | 0.15 mg/100g
Culinary
Cereals* | Q | 15% | 15% | 10% | 0.60 mg/100g | 0.15mg/100g
Cocoa |  | 15% | 15% | 10% | 1.80 mg/100g | 0.45 mg/100g
Petfoods |  | 15% | 20% | 10% | 0.60 mg/100g | 0.30 mg/100g
Oils & Fats
Micronutrient Premix | Q | 15% | 15% | 10% | 3.0 mg/100g
*) Breakfast Cereals | Q | 15% | 15% | 10% | 1.80mg/100g | 0.45 mg/100g
Return to Dashboard

## Vit B3-Niacin-Premix
[7 empty] | Paraaf | Datum | Aanpassing
ANALYTICAL METHODS NQAC NUNSPEET, THE NETHERLANDS | [6 empty] | MiK | 2015-09-22 | Nieuwe methode
Accredited according to ISO 17025 for all analyses indicated with "Q" in the matrices defined | [6 empty] | MiK | 2016-02-18 | Q weggehaald na mail TN
IB95.8030.300 Date issued: | 2025-02-18 | [5 empty] | MiK | 2016-06-24 | Q toegevoegd na mail LN
[7 empty] | MiK | 2016-08-17 | Nieuwe layout
[7 empty] | TN | 2019-01-23 | NQAC methode aangepast naar LI-03.703-2
[7 empty] | TN | 2021-02-01 | LoQ was 5 moest 10 zijn en Panto 1500 µg/100g moest Folic A. 3000 µg/100g zijn
Analysis | Vitamin B3/ Niacin in premixes
NQAC method | LI-03.703-2
Nestlé method | LI-03.703-2
Reference to international method
Principle of method | UPLC
Sample amount required | 50g
Matrix | Accredited (Q) | Measurement uncertainty (MU%) | Reproducibility (R%) | Repeatability (r%) | LoQ Solid Product | LoQ Liquid Product
Milk products
Culinary
Cereals
Cocoa
Petfoods
Oils & Fats
Micronutrient Premix | Q | 18% | 15% | 10% | 10 mg/100g
Return to Dashboard

## Vit B5 Pantothenic Acid
[7 empty] | Paraaf | Datum | Aanpassing
ANALYTICAL METHODS NQAC NUNSPEET, THE NETHERLANDS | [6 empty] | MiK | 2010-05-03 | 1ste versie nieuw voorschrift LCMS
Accredited according to ISO 17025 for all analyses indicated with "Q" in the matrices defined | [6 empty] | MiK | 2014-05-21 | LI-HI aangepast naar HI
IB95.8030.300 Date issued: | 2025-02-18 | [5 empty] | MiK | 2014-05-21 | Wetmix/Drymix aangepast naar Milkproducts
[7 empty] | MiK | 2014-09-08 | Accreditation vak weggehaald en bij Matrix (Q) toegevoegd iom LN/TN
[7 empty] | MiK | 2016-08-16 | Nieuwe layout
[7 empty] | MiK | 2016-09-08 | Nestlé methode aangepast van LI00.652 naar ISO-20639:2015
[7 empty] | TN | 2019-04-16 | HI00.652 Q van scope gehaald ivm nieuwe accreditatie HI00.3150.100
Analysis | Pantothenic acid | [5 empty] | TN | 2019-07-01 | HI00.652 vervangen door HI00.3150.100; Q's toegevoegd voor matrices
[7 empty] | TN | 2021-02-04 | LoQ Wet petfood toegevoegd.
NQAC method | HI00.3150.100 | [5 empty] | TN | 2021-06-09 | Pantotheenzuur in premix is nu ook met de MS methode gevalideerd
Nestlé method | ISO-20639 | [5 empty] | TN | 2021-07-27 | Pantotheenzuur in duomix is nu ook met de MS methode gevalideerd
Reference to international method | ISO-20639 | [5 empty] | TN | 2022-05-17 | Q Micronutrient premix op scope sinds 6.4.2022
[7 empty] | TN | 2023-06-01 | FSMP toegevoegd ipv milkproducts HA
Principle of method | LC-MSMS | [5 empty] | TN | 2023-12-01 | FSMP Q uitgezet, deze was in Juni 2023 al in het LIMS uitgezet
[7 empty] | TN | 2024-01-10 | FSMP en Melkproducten MU in VF stond niet goed: van 10 naar 13% geupdate
Sample amount required | 100g | [5 empty] | TN | 2024-04-03 | FSMP Q toegevoegd.
Matrix | Accredited (Q) | Measurement uncertainty (MU%) | Reproducibility (R%) | Repeatability (r%) | LoQ Solid Product | LoQ Liquid Product
Milk products | Q | 13% | 13% | 10% | 0.10 mg/100g | 0.025 mg/100g
FSMP | Q | 13% | 13% | 10% | 0.10 mg/100g | 0.025 mg/100g
Culinary
Cereals | Q | 18% | 22% | 10% | 0.10 mg/100g | 0.025 mg/100g
Cocoa | Q | 13% | 14% | 10% | 0.10 mg/100g | 0.025 mg/100g
Petfoods | Q | 11% | 14% | 10% | 0.10 mg/100g | 0.05 mg/100g
Oils & Fats
Micronutrient Premix | Q | 15% | 15% | 10% | 0.5 mg/100g
Return to Dashboard

## Vit B5 Pantothenic Acid-Premix
[7 empty] | Paraaf | Datum | Aanpassing
ANALYTICAL METHODS NQAC NUNSPEET, THE NETHERLANDS | [6 empty] | MiK | 2015-09-22 | Nieuwe methode
Accredited according to ISO 17025 for all analyses indicated with "Q" in the matrices defined | [6 empty] | MiK | 2016-02-18 | Q weggehaald na mail TN
IB95.8030.300 Date issued: | 2025-02-18 | [5 empty] | MiK | 2016-06-24 | Q toegevoegd na mail LN
[7 empty] | MiK | 2016-08-17 | Nieuwe layout
[7 empty] | TN | 2019-01-23 | NQAC methode aangepast naar LI-03.703-2
[7 empty] | TN | 2021-02-01 | LoQ was 5 moest 10 zijn en Panto 1500 µg/100g moest Folic A. 3000 µg/100g zijn
Analysis | Vitamin B5/ Pantothenic Acid in premixes
NQAC method | LI-03.703-2
Nestlé method | LI-03.703-2
Reference to international method
Principle of method | UPLC
Sample amount required | 50g
Matrix | Accredited (Q) | Measurement uncertainty (MU%) | Reproducibility (R%) | Repeatability (r%) | LoQ Solid Product | LoQ Liquid Product
Milk products
Culinary
Cereals
Cocoa
Petfoods
Oils & Fats
Micronutrient Premix | Q | 18% | 15% | 10% | 10 mg/100g
Return to Dashboard

## Vit B6-MultiB
[7 empty] | Paraaf | Datum | Aanpassing
ANALYTICAL METHODS NQAC NUNSPEET, THE NETHERLANDS | [6 empty] | MiK | 2016-02-22 | 1ste versie nieuw overzicht
Accredited according to ISO 17025 for all analyses indicated with "Q" in the matrices defined | [6 empty] | MiK | 2016-08-16 | Nieuwe layout
IB95.8030.300 Date issued: | 2025-02-18 | [5 empty] | JvE | 2017-03-16 | (Q) toegevoegd voor melkpoeders en cereals nav scope uitbreiding.
[7 empty] | TN | 2018-06-04 | Overgang naar nieuwe multi B LI-HI00.610-1
[7 empty] | TN | 2018-12-07 | Multi B LI-HI00.610-1 terug naar aparte multi B en apart Biotine meting vlg LI00.605
[7 empty] | TN | 2019-01-23 | NQAC method aangepast naar LI-00.610-01
[7 empty] | TN | 2020-11-19 | MU vit B6 stond op 12% tgv fout in validatieberekening. Gecorrigeerd naar 15%
Analysis | Multi B - Vitamin B6 | [5 empty] | TN | 2021-02-03 | LoQ HA, Cocoa, Breakfast cereals, en Wet petfood vermeld
[7 empty] | TN | 2021-03-23 | Multi B normen uniform gemaakt
NQAC method | LI-00.610-01 | [5 empty] | TN | 2021-06-09 | B6 in premix is nu ook met de MS methode gevalideerd
Nestlé method | LI-00.610-01 | [5 empty] | TN | 2021-07-27 | B6 in duomix is nu ook met de MS methode gevalideerd
Reference to international method | [6 empty] | TN | 2022-05-17 | Q Micronutrient premix op scope sinds 6.4.2022
[7 empty] | TN | 2022-06-21 | LoQ HA gelijk gesteld aan milkproducts
Principle of method | LC-MSMS | [5 empty] | TN | 2023-06-01 | FSMP toegevoegd ipv milkproducts HA
[7 empty] | TN | 2023-12-01 | FSMP Q uitgezet, deze was in Juni 2023 al in het LIMS uitgezet
Sample amount required | 100g | [5 empty] | TN | 2024-02-27 | Koffie validatie prestatiekenmerken B6 toegevoegd
[7 empty] | TN | 2024-04-03 | FSMP Q toegevoegd.
Matrix | Accredited (Q) | Measurement uncertainty (MU%) | Reproducibility (R%) | Repeatability (r%) | LoQ Solid Product | LoQ Liquid Product
Milk products | Q | 15% | 15% | 10% | 0.10 mg/100g | 0.025 mg/100g
FSMP | Q | 15% | 15% | 10% | 0.10 mg/100g | 0.025 mg/100g
Culinary
Cereals* | Q | 20% | 15% | 10% | 0.10 mg/100g | 0.025mg/100g
Cocoa |  | 20% | 15% | 10% | 0.30 mg/100g | 0.08 mg/100g
Petfoods |  | 20% | 20% | 10% | 0.10 mg/100g | 0.05 mg/100g
Oils & Fats
Micronutrient Premix | Q | 10% | 10% | 10% | 0.5 mg/100g
Coffee (brewed) |  | 10% | 10% | 5% |  | 0.025 mg/100g
Coffee (powder) |  | 10% | 10% | 10% | 0.10 mg/100g
*) Breakfast Cereals | Q | 20% | 15% | 10% | 0.30 mg/100g | 0.08mg/100g
Return to Dashboard

## Vit B6-Premix
[7 empty] | Paraaf | Datum | Aanpassing
ANALYTICAL METHODS NQAC NUNSPEET, THE NETHERLANDS | [6 empty] | MiK | 2015-09-22 | Nieuwe methode
Accredited according to ISO 17025 for all analyses indicated with "Q" in the matrices defined | [6 empty] | MiK | 2016-02-18 | Q weggehaald na mail TN
IB95.8030.300 Date issued: | 2025-02-18 | [5 empty] | MiK | 2016-06-24 | Q toegevoegd na mail LN
[7 empty] | MiK | 2016-08-17 | Nieuwe layout
[7 empty] | TN | 2019-01-23 | NQAC methode aangepast naar LI-03.703-2
[7 empty] | TN | 2021-02-01 | LoQ was 5 moest 10 zijn en Panto 1500 µg/100g moest Folic A. 3000 µg/100g zijn
Analysis | Vitamin B6 in premixes
NQAC method | LI-03.703-2
Nestlé method | LI-03.703-2
Reference to international method
Principle of method | UPLC
Sample amount required | 50g
Matrix | Accredited (Q) | Measurement uncertainty (MU%) | Reproducibility (R%) | Repeatability (r%) | LoQ Solid Product | LoQ Liquid Product
Milk products
Culinary
Cereals
Cocoa
Petfoods
Oils & Fats
Micronutrient Premix | Q | 18% | 15% | 10% | 10 mg/100g
Return to Dashboard

## Vit B9-Folic Acid-DFE
[7 empty] | Paraaf | Datum | Aanpassing
ANALYTICAL METHODS NQAC NUNSPEET, THE NETHERLANDS | [6 empty] | MiK | 2016-02-22 | Nieuwe methode, eerste keer in overzicht
Accredited according to ISO 17025 for all analyses indicated with "Q" in the matrices defined | [6 empty] | MiK | 2016-08-16 | Nieuwe layout
IB95.8030.300 Date issued: | 2025-02-18 | [5 empty] | JvE | 2017-08-21 | scope aanpassing; Q toegevoegd
[7 empty] | TN | 2019-01-23 | NQAC method aangepast naar LI-00.607
[7 empty] | HE | 2019-03-26 | LOQ liquid aangepast
[7 empty] | TN | 2019-03-26 | Repeatability HA stond op 1% maar moest 10% zijn
[7 empty] | TN | 2019-07-01 | Prestatiekenmerken petfoods toegevoegd, petfood (Q), Prestatiekenmerken aangespast aan val. Rap.
Analysis | Vitamin B9 (Folic acid, Dietary Folate Equivalent) | [5 empty] | TN | 2019-12-18 | repeatability , reproducibility en MU stonden nog niet vermeld op het IB formulier
[7 empty] | TN | 2020-01-30 | Folic acid changed into Vit B9(folic acid, DFE). HI00.3170.200
NQAC method | HI00.3170.200 | [5 empty] | TN | 2020-06-08 | Foliumzuur Q weer erafgehaald (was er eerder afgehaald erafgehaald maar iets niet goed gegaan)
Nestlé method | AOAC 2013.13 | [5 empty] | TN | 2020-09-30 | Sinds 20/08/2020 is HI00.3170.200 weer onder Q (gehalte aan folate, vitamine B9)
Reference to international method | AOAC 2013.13 | [5 empty] | TN | 2021-06-09 | Foliumzuur in premix is nu ook met de MS methode gevalideerd
[7 empty] | TN | 2021-07-27 | Foliumzuur in duomix is nu ook met de MS methode gevalideerd
Principle of method | LC-MSMS | [5 empty] | TN | 2022-05-17 | Q Micronutrient premix op scope sinds 6.4.2022
[7 empty] | TN | 2023-06-01 | FSMP toegevoegd ipv milkproducts HA
Sample amount required | 50g | [5 empty] | TN | 2023-12-01 | FSMP Q uitgezet, deze was in Juni 2023 al in het LIMS uitgezet
[7 empty] | TN | 2024-04-03 | FSMP Q toegevoegd.
Matrix | Accredited (Q) | Measurement uncertainty (MU%) | Reproducibility (R%) | Repeatability (r%) | LoQ Solid Product | LoQ Liquid Product
Milk products | Q | 15% | 20% | 10% | 3 µg/100g | 1 µg/100g
FSMP | Q | 15% | 20% | 10% | 3 µg/100g | 1 µg/100g
Culinary
Cereals | Q | 30% | 20% | 10% | 3 µg/100g | 1 µg/100g
Cocoa | Q | 15% | 20% | 10% | 3 µg/100g | 1 µg/100g
Petfoods | Q | 15% | 20% | 10% | 3 µg/100g | 1 µg/100g
Oils & Fats
Micronutrient Premix | Q | 15% | 18% | 15% | 75 µg/100g
Return to Dashboard

## Vit B9-Folic Acid-Premix
[7 empty] | Paraaf | Datum | Aanpassing
ANALYTICAL METHODS NQAC NUNSPEET, THE NETHERLANDS | [6 empty] | MiK | 2015-09-22 | Nieuwe methode
Accredited according to ISO 17025 for all analyses indicated with "Q" in the matrices defined | [6 empty] | MiK | 2016-02-18 | Q weggehaald na mail TN
IB95.8030.300 Date issued: | 2025-02-18 | [5 empty] | MiK | 2016-06-24 | Q toegevoegd na mail LN
[7 empty] | MiK | 2016-08-17 | Nieuwe layout
[7 empty] | TN | 2019-01-23 | NQAC methode aangepast naar LI-03.703-2
[7 empty] | TN | 2021-02-01 | LoQ was 5 moest 10 zijn en Panto 1500 µg/100g moest Folic A. 3000 µg/100g zijn
[7 empty] | TN | 2021-02-23 | premix r% folic acid 15% en R% folic acid 20%
Analysis | Vitamin B9/ Folic acid in premixes
NQAC method | LI-03.703-2
Nestlé method | LI-03.703-2
Reference to international method
Principle of method | UPLC
Sample amount required | 50g
Matrix | Accredited (Q) | Measurement uncertainty (MU%) | Reproducibility (R%) | Repeatability (r%) | LoQ Solid Product | LoQ Liquid Product
Milk products
Culinary
Cereals
Cocoa
Petfoods
Oils & Fats
Micronutrient Premix | Q | 18% | 20% | 15% | 3000 µg/100g
Return to Dashboard

## Vit B12
[7 empty] | Paraaf | Datum | Aanpassing
ANALYTICAL METHODS NQAC NUNSPEET, THE NETHERLANDS | [6 empty] | MiK | 2013-11-28 | Nieuw in het overzicht.
Accredited according to ISO 17025 for all analyses indicated with "Q" in the matrices defined | [6 empty] | MiK | 2014-03-13 | MU, R% en r% aangepast na mail coordinator
IB95.8030.300 Date issued: | 2025-02-18 | [5 empty] | MiK | 2014-05-21 | LI-HI aangepast naar HI
[7 empty] | MiK | 2014-05-21 | Q toegevoegd na mail TN (12-05-2014)
[7 empty] | MiK | 2014-05-21 | Wetmix/Drymix aangepast naar Milkproducts
[7 empty] | MiK | 2014-09-08 | Accreditation vak weggehaald en bij Matrix (Q) toegevoegd iom LN/TN
[7 empty] | TN | 2015-04-17 | NQAC methode aangepast van LI-HI00.3160.200 naar LI-HI00.649-1 was blijkbaar vergeten
Analysis | Vitamin B12 | [5 empty] | MiK | 2015-09-22 | R% voor HA producten en Cacoa toegevoegd
[7 empty] | MiK | 2015-10-26 | MU voor HA producten toegevoegd
NQAC method | HI 00.649-1 | [5 empty] | MiK | 2016-08-16 | Nieuwe layout
Nestlé method | AOAC-2014.02 | [5 empty] | TN | 2019-01-23 | NQAC method aangepast naar HI00.649-1 (ipv LI-HI)
Reference to international method | AOAC-2014.02 | [5 empty] | TN | 2019-03-13 | LoQ vloeibaar aangepast 0.02 µg/100g (ipv 0.04 µg/100g)
[7 empty] | TN | 2019-06-05 | J. AOAC 2008, vol 91 No4 erbij gezet
Principle of method | UPLC | [5 empty] | TN | 2019-09-27 | r% voor HA producten veld was leeg, 10% ingevuld
[7 empty] | TN | 2020-02-26 | Reference AOAC-2014.02 ipv LI00.649-1
Sample amount required | 100g | [5 empty] | TN | 2021-02-04 | LoQ V-mix toegevoegd. MU HA 18% (stond op 20%); MU, R en r Petfoods toegevoegd
[7 empty] | TN | 2021-11-29 | Milkproducts HA samengevoegd met Milkproducts, Hoogste waarde voor groep aangehouden
Matrix | Accredited (Q) | Measurement uncertainty (MU%) | Reproducibility (R%) | Repeatability (r%) | LoQ Solid Product | LoQ Liquid Product | TN | 2023-06-01 | FSMP toegevoegd ipv milkproducts HA
Milk products | Q | 18% | 15% | 10% | 0.1 µg/100g | 0.02 µg/100g | TN | 2023-12-01 | FSMP Q uitgezet, deze was in Juni 2023 al in het LIMS uitgezet
FSMP | Q | 18% | 20% | 10% | 0.1 µg/100g | 0.02 µg/100g | TN | 2024-04-01 | Coffee (powder & brewed) toegevoegd na validatie
Culinary | [6 empty] | TN | 2024-04-03 | FSMP Q toegevoegd.
Cereals | Q | 25% | 20% | 15% | 0.1 µg/100g | 0.02 µg/100g
Cocoa
Petfoods |  | 25% | 20% | 15% | 0.1 µg/100g | 0.05 µg/100g
Oils & Fats
Micronutrient Premix | Q | 13% | 15% | 10% | 2 µg/100g
Coffee (powder) |  | 15% | 15% | 10% | 0.1 µg/100g
Coffee (brewed) |  | 15% | 15% | 10% |  | 0.02 µg/100g
Return to Dashboard

## Vit B12-MBA (hidden)
[7 empty] | Paraaf | Datum | Aanpassing
ANALYTICAL METHODS NQAC NUNSPEET, THE NETHERLANDS | [6 empty] | MiK | 2010-05-03 | 1ste versie nieuw overzicht
Accredited according to ISO 17025 for all analyses indicated with "Q" in the matrices defined | [6 empty] | MiK | 2010-05-04 | Voorschrift en werkblad controle
IB95.8030.300 Date issued: | 2025-02-18 | [5 empty] | MiK | 2011-02-10 | Matrix toegevoegd
[7 empty] | MiK | 2011-05-09 | r% petfoods toegevoegd aan dit tabblad niet aan totaal overzicht iom TN
[7 empty] | MiK | 2013-11-06 | Methode van HI naar LI-HI aangepast
[7 empty] | MiK | 2014-05-21 | LI-HI aangepast naar HI
[7 empty] | MiK | 2014-05-21 | Wetmix/Drymix aangepast naar Milkproducts
Analysis | Vitamin B12 Microbiological | [5 empty] | MiK | 2014-09-08 | Accreditation vak weggehaald iom LN/TN
[7 empty] | MiK | 2016-08-16 | Nieuwe layout
NQAC method | HI00.3160.000 | [5 empty] | TN | 2021-02-23 | LoQ vast 0.17 (ipv 0.08) en bij cereals r% 15 ingevuld
Nestlé method | LI00.669-1 | [5 empty] | TN | 2022-04-06 | Prestatiekenmerken aangepast nav validatie in 2022
Reference to international method | AOAC 986.23 | [5 empty] | TN | 30/85/2022 | Op 30.5.2022 is de B12 MBA analyse stopgezet
Principle of method | Microbiological
Sample amount required | 100g
Matrix | Milkproducts, Cereals | Measurement uncertainty (MU%) | Reproducibility (R%) | Repeatability (r%) | LoQ Solid Product | LoQ Liquid Product
Milk products |  | 23% | 25% | 15% | 0.13 µg/100g | 0.01 µg/100g
Culinary
Cereals |  | 29% | 35% | 15 % | 0.13 µg/100g | 0.01 µg/100g
Cocoa
Dry Petfoods |  | 20% | 35% | 25% | 0.13 µg/100g
Wet Petfoods |  | 40% | 50% | 25% |  | 0.01 µg/100g
Oils & Fats
Micronutrient Premix
Return to Dashboard

## Beta Carotene
[7 empty] | Paraaf | Datum | Aanpassing
ANALYTICAL METHODS NQAC NUNSPEET, THE NETHERLANDS | [6 empty] | MiK | 2013-11-06 | Toegevoegd aan overzicht. Analyse doen we zelf stond in outsource lijst
Accredited according to ISO 17025 for all analyses indicated with "Q" in the matrices defined | [6 empty] | MiK | 2014-05-21 | LI-HI aangepast naar LI
IB95.8030.300 Date issued: | 2025-02-18 | [5 empty] | MiK | 2014-05-21 | R% van 15 naar 17% aangepast, MU toegevoegd na mail SvD (12-05-2014)
[7 empty] | MiK | 2014-05-21 | Wetmix/Drymix aangepast naar Milkproducts
[7 empty] | MiK | 2014-09-08 | Accreditation vak weggehaald iom LN/TN
[7 empty] | TN | 2014-09-16 | LI-00.683-2 was al in gebruik alleen nog niet op de intranetlijst aangepast als LI-HI00.683-2,
[7 empty] | TN | 2014-09-16 | Ton Pijpers heeft ook de nieuwe QCAMM code in Globe gezet
Analysis | Beta Carotene | [5 empty] | MiK | 2016-08-16 | Nieuwe layout
[7 empty] | TN | 2019-01-24 | NQAC Method HILI correctie :LI00.683-2
NQAC method | LI-00.683-2 | [5 empty] | TN | 2019-09-16 | MU, R en r% added for levels < 100 µg/100g) for milkproducts. MU, R en r% voor HA toegevoegd
Nestlé method | LI-00.683-2 | [5 empty] | TN | 2019-09-27 | LoQ factor 2 lowed based on adapted validation file (was 50 and 15 µg/100g)
Reference to international method | [6 empty] | TN | 2023-06-01 | Milkproduct aangepast naar Milkproducts -FSMP
Principle of method | HPLC
Sample amount required | 100g
Matrix | Accredited (Q) | Measurement uncertainty (MU%) | Reproducibility (R%) | Repeatability (r%) | LoQ Solid Product | LoQ Liquid Product
Milk products |  | 14% | 17% | 10% | 25 µg/100g | 7.5 µg/100g
Milk products < 100 µg/100g |  | 23% | 30% | 15% | 25 µg/100g | 7.5 µg/100g
Culinary
Cereals
Cocoa
Petfoods
Oils & Fats
Micronutrient Premix
FSMP |  | 14% | 17% | 10% | 25 µg/100g | 7.5 µg/100g
FSMP < 100 µg/100g |  | 23% | 30% | 15% | 25 µg/100g | 7.5 µg/100g
Return to Dashboard

## Biotin-MultiB
[7 empty] | Paraaf | Datum | Aanpassing
ANALYTICAL METHODS NQAC NUNSPEET, THE NETHERLANDS | [6 empty] | MiK | 2016-02-22 | 1ste versie nieuw overzicht
Accredited according to ISO 17025 for all analyses indicated with "Q" in the matrices defined | [6 empty] | MiK | 2016-08-16 | Nieuwe layout
IB95.8030.300 Date issued: | 2025-02-18 | [5 empty] | JvE | 2017-03-16 | (Q) toegevoegd voor melkpoeders en cereals nav scope uitbreiding.
[7 empty] | TN | 2018-06-04 | Overgang naar nieuwe multi B LI-HI00.610-1
[7 empty] | TN | 2018-12-07 | Multi B LI-HI00.610-1 monstervoorbewerking maar meting volgens LI00.605
[7 empty] | TN | 2019-01-23 | NQAC method aangepast naar LI-00.610-01
[7 empty] | TN | 2019-03-12 | Biotine prestatiekenmerken HA toegevoegd ivm lagere monsterinweeg
Analysis | Multi B - Biotin | [5 empty] | TN | 2021-02-03 | LoQ HA, Cocoa, Breakfast cereals en Wet Petfoods toegevoegd, r en R aangevuld
[7 empty] | TN | 2021-03-23 | Multi B normen uniform gemaakt
NQAC method | LI-00.610-01 | [5 empty] | TN | 2021-07-27 | Biotine in duomix is nu ook met de MS methode gevalideerd
Nestlé method | LI-00.610-01 | [5 empty] | TN | 2022-05-17 | Q Micronutrient premix op scope sinds 6.4.2022 R% van 20 naar 15%
Reference to international method | [6 empty] | TN | 2023-06-01 | Breakfast cereals removed, FSMP instead HA
[7 empty] | TN | 2023-12-01 | FSMP Q uitgezet, deze was in Juni 2023 al in het LIMS uitgezet
Principle of method | LC-MSMS | [5 empty] | TN | 2024-01-10 | FSMP Loq solid naar 2.5 (was 7.5)
[7 empty] | TN | 2024-04-03 | FSMP Q toegevoegd.
Sample amount required | 100g
Matrix | Accredited (Q) | Measurement uncertainty (MU%) | Reproducibility (R%) | Repeatability (r%) | LoQ Solid Product | LoQ Liquid Product
Milk products | Q | 23% | 21% | 15% | 2.5 µg/100g | 0.6 µg/100g
FSMP | Q | 23% | 29% | 15% | 2.5 µg/100g | 0.6 µg/100g
Culinary
Cereals | Q | 15% | 20% | 10% | 2.5 µg/100g
Cocoa |  |  |  |  | 7.5 µg/100g
Petfoods |  | 20% | 26% | 15% | 2.5 µg/100g | 1.2 µg/100g
Oils & Fats
Micronutrient Premix | Q | 10% | 15% | 10% | 12.5 µg/100g
Return to Dashboard

## Carnitine
[7 empty] | Paraaf | Datum | Aanpassing
ANALYTICAL METHODS NQAC NUNSPEET, THE NETHERLANDS | [6 empty] | MiK | 2010-05-03 | 1ste versie nieuw overzicht
Accredited according to ISO 17025 for all analyses indicated with "Q" in the matrices defined | [6 empty] | MiK | 2010-05-07 | Voorschrift en werkblad controle
IB95.8030.300 Date issued: | 2025-02-18 | [5 empty] | MiK | 2010-05-17 | Accreditatie toegevoegd (mail TN 17/05)
[7 empty] | MiK | 2010-10-01 | LI update van versie 0 naar versie 1
[7 empty] | MiK | 2012-06-11 | AOAC weggehaald
[7 empty] | MiK | 2013-11-06 | Methode van HI naar LI-HI aangepast
[7 empty] | MiK | 2014-05-21 | LI-HI aangepast naar HI
Analysis | L-Carnitine | [5 empty] | MiK | 2014-05-21 | Wetmix/Drymix aangepast naar Milkproducts
[7 empty] | MiK | 2014-09-08 | Accreditation vak weggehaald en bij Matrix (Q) toegevoegd iom LN/TN
NQAC method | HI00.3200.200 | [5 empty] | MiK | 2015-03-30 | R% voor HA products en raw materials toegevoegd
Nestlé method | AOAC-2015.10 | [5 empty] | MiK | 2016-08-16 | Nieuwe layout
Reference to international method | AOAC-2015.10 | [5 empty] | TN | 2018-06-12 | Carnitine volgens nieuwe AOAC methode
[7 empty] | TN | 2019-01-24 | NQAC method zonder HI
Principle of method | LC-MSMS | [5 empty] | TN | 2019-07-01 | AOAC-2015.10 vervangen door HI00.3200.200: milkproducts (Q), petfoods (Q)
[7 empty] | TN | 2021-02-04 | LoQ's added pet foods
Sample amount required | 50g | [5 empty] | TN | 2023-06-01 | FSMP toegevoegd
[7 empty] | TN | 2023-12-01 | FSMP Q uitgezet, in Jun 2023 al in LIMS uit en Adult Nutritional aparte regel van gemaakt.
Matrix | Accredited (Q) | Measurement uncertainty (MU%) | Reproducibility (R%) | Repeatability (r%) | LoQ Solid Product | LoQ Liquid Product | TN | 2024-04-03 | FSMP Q toegevoegd.
Milk products | Q | 15% | 17% | 12% | 0.5 mg/100g | 0.05 mg/100g
FSMP | Q | 15% | 17% | 12% | 0.5 mg/100g | 0.15 mg/100g
Culinary
Cereals
Cocoa
Petfoods | Q | 18% | 20% | 15% | 0.23 mg/100g | 0.23 mg/100g
Oils & Fats
Micronutrient Premix
Adult Nutritional products |  | 15% | 17% | 12% | 0.5 mg/100g | 0.15 mg/100g
Return to Dashboard

## Choline
[7 empty] | Paraaf | Datum | Aanpassing
ANALYTICAL METHODS NQAC NUNSPEET, THE NETHERLANDS | [6 empty] | MiK | 2010-05-03 | 1ste versie nieuw overzicht
Accredited according to ISO 17025 for all analyses indicated with "Q" in the matrices defined | [6 empty] | MiK | 2010-05-07 | Voorschrift en werkblad controle
IB95.8030.300 Date issued: | 2025-02-18 | [5 empty] | MiK | 2010-05-17 | Accreditatie toegevoegd (mail TN 17/05)
[7 empty] | MiK | 2012-06-11 | AOAC weggehaald en LI aangepast aan versie 1
[7 empty] | MiK | 2012-08-29 | MU van 9 naar 10%, R% van 8 naar 13%
[7 empty] | MiK | 2013-11-06 | Methode van HI naar LI-HI aangepast
[7 empty] | MiK | 2014-05-21 | LI-HI aangepast naar HI
Analysis | Choline | [5 empty] | MiK | 2014-05-21 | Wetmix/Drymix aangepast naar Milkproducts
[7 empty] | MiK | 2014-09-08 | Accreditation vak weggehaald en bij Matrix (Q) toegevoegd iom LN/TN
NQAC method | HI00.3200.200 | [5 empty] | MiK | 2015-03-30 | R% voor HA products, Raw materials en Petfood toegevoegd (info SvD)
Nestlé method | AOAC-2015.10 | [5 empty] | MiK | 2016-08-16 | Nieuwe layout
Reference to international method | AOAC-2015.10 | [5 empty] | TN | 2018-06-12 | Nieuwe LCMSMS AOAC methode
[7 empty] | TN | 2019-01-24 | NQAC method naam correctie: geen HI
Principle of method | LC-MSMS | [5 empty] | TN | 2019-07-01 | AOAC-2015-10 vervangen door HI00.3200.200 : Milkproducts (Q), Petfoods (Q)
[7 empty] | TN | 2021-02-04 | LoQ's added pet foods
Sample amount required | 50g | [5 empty] | TN | 2023-06-01 | FSMP toegevoegd
[7 empty] | TN | 2023-12-01 | FSMP Q uitgezet, in Jun 2023 al in LIMS uit en Adult Nutritional aparte regel van gemaakt.
Matrix | Accredited (Q) | Measurement uncertainty (MU%) | Reproducibility (R%) | Repeatability (r%) | LoQ Solid Product | LoQ Liquid Product | TN | 2024-04-03 | FSMP Q toegevoegd.
Milk products | Q | 12% | 8% | 7% | 0.5 mg/100g | 0.05 mg/100g
FSMP | Q | 12% | 8% | 7% | 0.5 mg/100g | 0.15 mg/100g
Culinary
Cereals
Cocoa
Petfoods | Q | 16% | 14% | 10% | 0.23 mg/100g | 0.23 mg/100g
Oils & Fats
Micronutrient Premix
Adult Nutritional Products |  | 12% | 8% | 7% | 0.5 mg/100g | 0.15 mg/100g
Return to Dashboard
Return to Dashboard

## Vit C
[7 empty] | Paraaf | Datum | Aanpassing
ANALYTICAL METHODS NQAC NUNSPEET, THE NETHERLANDS | [6 empty] | MiK | 2010-04-27 | 1ste versie nieuw overzicht
Accredited according to ISO 17025 for all analyses indicated with "Q" in the matrices defined | [6 empty] | MiK | 2010-05-04 | Voorschrift en Werkblad controle
IB95.8030.300 Date issued: | 2025-02-18 | [5 empty] | MiK | 2012-12-11 | Methode aangepast van .200 naar .300. HPLC aangepast naar UPLC
[7 empty] | MiK | 2014-05-21 | Wetmix/Drymix aangepast naar Milkproducts
[7 empty] | MiK | 2014-06-30 | Nestle Method van LI00.651 naar LI00.651-1
[7 empty] | MiK | 2014-09-08 | Accreditation vak weggehaald en bij Matrix (Q) toegevoegd iom LN/TN
[7 empty] | MiK | 2014-09-10 | Premix toegevoegd als matrix
Analysis | Vitamin C | [5 empty] | MiK | 2015-03-30 | R% voor Cacoa, premix en HA products toegevogd (info SvD)
[7 empty] | MiK | 2016-04-22 | MU, R% en r% toegevoegd voor Alfamino
NQAC method | HI00.3090.300 | [5 empty] | MiK | 2016-08-16 | Nieuwe layout
Nestlé method | ISO-20635 | [5 empty] | JvE | 2016-09-02 | verwijzing naar internationale methode ge-update
Reference to international method | ISO-20635 | [5 empty] | TN | 2019-07-22 | R% voor Cacoa (20%) en premix en HA (10%) verwijderd na overleg SVD
[7 empty] | TN | 2019-09-16 | MU, R% en r% aangepast op basis van geupdate validatiefile
Principle of method | UPLC | [5 empty] | TN | 2021-02-04 | Verwijzing naar ISO methode ipv LI. LoQ V-mix toegevoegd
[7 empty] | TN | 2023-06-01 | Milkproducts HA vervangen door FSMP
Sample amount required | 100g | [5 empty] | TN | 2023-12-01 | FSMP Q uitgezet, deze was in Juni 2023 al in het LIMS uitgezet
[7 empty] | TN | 2024-04-03 | FSMP Q toegevoegd.
Matrix | Accredited (Q) | Measurement uncertainty (MU%) | Reproducibility (R%) | Repeatability (r%) | LoQ Solid Product | LoQ Liquid Product
Milk products | Q | 10% | 12% | 10% | 2 mg/100g | 1 mg/100g
FSMP | Q | 15% | 17% | 10% | 2 mg/100g | 1 mg/100g
Culinary
Cereals | Q | 14% | 15% | 10% | 2 mg/100g | 1 mg/100g
Cocoa |  | 15% | 15% | 5% | 2 mg/100g | 1 mg/100g
Petfoods |  |  | 15% | 10%
Oils & Fats
Micronutrient Premix |  | 10% | 11% | 10% | 20 mg/100g
Return to Dashboard

## Inositol
[7 empty] | Paraaf | Datum | Aanpassing
ANALYTICAL METHODS NQAC NUNSPEET, THE NETHERLANDS | [6 empty] | MiK | 2010-05-03 | 1ste versie nieuw overzicht
Accredited according to ISO 17025 for all analyses indicated with "Q" in the matrices defined | [6 empty] | MiK | 2010-05-04 | Voorschrift en werkblad controle. Repeatability en LOQ van voorschrift genomen iom AWS
IB95.8030.300 Date issued: | 2025-02-18 | [5 empty] | MiK | 2011-02-10 | Matrix toegevoegd
[7 empty] | MiK | 2013-11-06 | Methode van HI naar LI-HI aangepast
[7 empty] | MiK | 2014-03-13 | MU en reproduceerbaarheid aangepast (MU was 11%, R% was 15%)
[7 empty] | MiK | 2014-05-21 | LI-HI aangepast naar HI
[7 empty] | MiK | 2014-05-21 | Wetmix/Drymix aangepast naar Milkproducts
Analysis | Inositol | [5 empty] | MiK | 2014-09-08 | Accreditation vak weggehaald en bij Matrix (Q) toegevoegd iom LN/TN
[7 empty] | MiK | 2016-08-16 | Nieuwe layout
NQAC method | HI00.3190.100 | [5 empty] | TN | 2018-09-07 | Repeatability stond fout (10%), veranderd naar 15%
Nestlé method | LI00.684 | [5 empty] | TN | 2019-02-25 | Cereals van de scope gehaald ivm paar monsters per jaar
Reference to international method | Tagliaferri, E G. et al., J. Chromatogr. A, 879 (2000) 129-135 | [5 empty] | TN | 2023-06-01 | FSMP toegevoegd en Vitamine premix nav nieuwe/geupdate Validatie File
[7 empty] | TN | 2023-12-01 | FSMP Q uitgezet, deze was in Juni 2023 al in het LIMS uitgezet
Principle of method | GLC | [5 empty] | TN | 2024-04-04 | Premix opnieuw gevalideerd zonder hydrolyse: r 15->11 R20->11 MU15-> 10%
[7 empty] | TN | 2024-04-03 | FSMP Q toegevoegd.
Sample amount required | 50g
Matrix | Accredited (Q) | Measurement uncertainty (MU%) | Reproducibility (R%) | Repeatability (r%) | LoQ Solid Product | LoQ Liquid Product
Milk products | Q | 15% | 20% | 15% | 3 mg/100g | 1 mg/100g
FSMP | Q | 15% | 20% | 15% | 3 mg/100g | 1 mg/100g
Culinary
Cereals
Cocoa
Petfoods
Oils & Fats
Micronutrient Premix |  | 10% | 11% | 11% | 200 mg/100g
Return to Dashboard

## Lutein-GB
[7 empty] | Paraaf | Datum | Aanpassing
ANALYTICAL METHODS NQAC NUNSPEET, THE NETHERLANDS | [6 empty] | TN | 2017-12-28 | Lutein GB toegevoegd
Accredited according to ISO 17025 for all analyses indicated with "Q" in the matrices defined | [6 empty] | TN | 2023-06-01 | FSMP toegevoegd
IB95.8030.300 Date issued: | 2025-02-18
Analysis | Lutein - GB Method
NQAC method | GB 5009.248 - 2016
Nestlé method
Reference to international method | GB 5009.248 - 2016
Principle of method | HPLC
Sample amount required | 50 g
Matrix | Accredited (Q) | Measurement uncertainty (MU%) | Reproducibility (R%) | Repeatability (r%) | LoQ Solid Product | LoQ Liquid Product
Milk products |  | 23% | 21% | 15% | 10 µg/100g
FSMP
Culinary
Cereals
Cocoa
Petfoods
Oils & Fats
Micronutrient Premix
Return to Dashboard

## Blocked Lysine AAA (hidden)
[7 empty] | Paraaf | Datum | Aanpassing
ANALYTICAL METHODS NQAC NUNSPEET, THE NETHERLANDS | [6 empty] | MiK | 2010-05-11 | 1ste versie nieuw overzicht (geen validatierapport)
Accredited according to ISO 17025 for all analyses indicated with "Q" in the matrices defined | [6 empty] | MiK | 2013-02-19 | R% aangepast van 7 naar 10%
IB95.8030.300 Date issued: | 2025-02-18 | [5 empty] | MiK | 2013-11-06 | Methode van HI naar LI-HI aangepast
[7 empty] | MiK | 2014-05-21 | LI-HI aangepast naar HI
[7 empty] | MiK | 2014-05-21 | Wetmix/Drymix aangepast naar Milkproducts
[7 empty] | MiK | 2014-09-08 | Accreditation vak weggehaald iom LN/TN
[7 empty] | MiK | 2016-08-17 | Nieuwe layout
Analysis | Blocked Lysine | [5 empty] | TN | 2019-11-11 | Reproducibility van 10% naar 15% (basis VF NRC) en MU=R% toegepast. LoQ depends on Nitrogen content
[7 empty] | TN | 2023-06-01 | Blocked Lysine by Amino Acid Analyser replaced by LCMS method HI00.0700.600
NQAC method | HI08.0820.000
Nestlé method | LI00.564-2
Reference to international method | Finot, P.A, Bricout, J, Viani, R, Mauron, J Experientia 24 (1968), 1097-1099
Principle of method | Amino Acid Analyser
Sample amount required | 20g
Matrix | Accredited (Q) | Measurement uncertainty (MU%) | Reproducibility (R%) | Repeatability (r%) | LoQ Solid Product | LoQ Liquid Product
Milk products |  | 15% | 15% | 10% | < 0.5 % | < 0.5 %
FSMP
Culinary
Cereals |  | 15% | 15% | 10% | < 0.5% | < 0.5%
Cocoa
Petfoods
Oils & Fats
Micronutrient Premix
Return to Dashboard

## Blocked Lysine LCMS
[7 empty] | Paraaf | Datum | Aanpassing
ANALYTICAL METHODS NQAC NUNSPEET, THE NETHERLANDS | [6 empty] | TN | 2023-06-01 | Blocked Lysine by AAA HI08.0820.000 to be replaced by LCMS method HI00.0700.600
Accredited according to ISO 17025 for all analyses indicated with "Q" in the matrices defined
IB95.8030.300 Date issued: | 2025-02-18
Analysis | Blocked Lysine
NQAC method | HI00.0700.600
Nestlé method | LI-00.594 & LI00.564-2
Reference to international method | ISO-4214
Principle of method | AccQ-Tag-LCMSMS
Sample amount required | 20g
Matrix | Accredited (Q) | Measurement uncertainty (MU%) | Reproducibility (R%) | Repeatability (r%) | LoQ Solid Product | LoQ Liquid Product
Milk products |  | 15% | 15% | 10% | 0.3 %
FSMP
Culinary
Cereals |  | 15% | 15% | 10% | 0.3 %
Cocoa
Petfoods
Oils & Fats
Micronutrient Premix
Return to Dashboard

## Taurine free-LCFLD (hidden)
[7 empty] | Paraaf | Datum | Aanpassing
ANALYTICAL METHODS NQAC NUNSPEET, THE NETHERLANDS | [6 empty] | MiK | 2012-03-21 | 1ste versie
Accredited according to ISO 17025 for all analyses indicated with "Q" in the matrices defined | [6 empty] | MiK | 2012-06-11 | LI methode van versie 4 naar 5 aangepast
IB95.8030.300 Date issued: | 2025-02-18 | [5 empty] | MiK | 2014-05-21 | Wetmix/Drymix aangepast naar Milkproducts
[7 empty] | MiK | 2014-09-08 | Accreditation vak weggehaald en bij Matrix (Q) toegevoegd iom LN/TN
[7 empty] | MiK | 2016-02-18 | R% voor HA producten toegevoegd (16%)
[7 empty] | MiK | 2016-08-17 | Nieuwe layout
[7 empty] | JvE | 2016-11-10 | MU en Repeatability voor HA producten toegevoegd iom ASR
Analysis | Taurin (free) | [5 empty] | TN | 2020-02-26 | Premixen validatieinfo = idem melkproducten maar was nog niet ingevuld
[7 empty] | TN | 2023-04-01 | Gehide, analyze voeren we niet meer uit ( Infant Formula HA veranderd in FSMP)
NQAC method | HI00.1480.000
Nestlé method | LI-00.650-5
Reference to international method | AOAC 997.05
Principle of method | HPLC - FLD
Sample amount required | 100g
Matrix | Accredited (Q) | Measurement uncertainty (MU%) | Reproducibility (R%) | Repeatability (r%) | LoQ Solid Product | LoQ Liquid Product
Milk products | Q | 6% | 8% | 6% | 1 mg/100g | 0.15 mg/100g
FSMP | Q | 12% | 16% | 6%
Culinary
Cereals
Cocoa
Petfoods
Oils & Fats
Micronutrient Premix |  | 6% | 8% | 6%
Return to Dashboard
Return to Dashboard

## FAA LCMS
[7 empty] | Paraaf | Datum | Aanpassing
ANALYTICAL METHODS NQAC NUNSPEET, THE NETHERLANDS | [6 empty] | MiK | 2010-05-10 | 1ste versie nieuw overzicht
Accredited according to ISO 17025 for all analyses indicated with "Q" in the matrices defined | [6 empty] | MiK | 2010-10-01 | LI update van versie 1 naar 2
IB95.8030.300 Date issued: | 2025-02-18 | [5 empty] | MiK | 2010-11-18 | Q toegevoegd
[7 empty] | MiK | 2011-02-09 | Reference to international method aangepast, uit LI gehaald
[7 empty] | MiK | 2013-11-06 | Methode van HI naar LI-HI aangepast
[7 empty] | MiK | 2014-05-21 | LI-HI aangepast naar HI
[7 empty] | MiK | 2014-06-04 | Sample amount van 20g naar 50g
Analysis | Free amino acids profile (excl. free tryptophane) (FAA) | [5 empty] | MiK | 2014-09-08 | Accreditation vak weggehaald en bij Matrix (Q) toegevoegd iom LN/TN
[7 empty] | MiK | 2016-08-17 | Nieuwe layout
NQAC method | HI00.0730.500 | [5 empty] | TN | 2019-07-01 | Nieuwe AccQ-Tag LCMSMS methode vervangt de Amino Acid Analyser methode
Nestlé method | Ferchaud Rocher et al. SpringerPlus 2013, 2:622 | [5 empty] | TN | 2019-11-11 | LOQ liquid products stond niet goed 0.005, moet 0.001 zijn
Reference to international method | [6 empty] | TN | 2020-09-30 | Accreditation AccQ-Tag LCMSMS per 21/08/2020
[7 empty] | TN | 2023-06-01 | FSMP toegevoegd
Principle of method | AccQ-TAG LCMSMS | [5 empty] | TN | 2023-12-01 | Aparte regel FSMP toegevoegd, Q weggehaald (was in LIMS al in Juni weggehaald).
[7 empty] | TN | 2024-04-03 | FSMP Q toegevoegd.
Sample amount required | 50g | [5 empty] | MiK | 2025-02-18 | LOQ premixen aangepast van 0.15 g/100g naar 0.01g/100g na het doen van een ER
Matrix | Milkproducts (Q) | Measurement uncertainty (MU%) | Reproducibility (R%) | Repeatability (r%) | LoQ Solid Product | LoQ Liquid Product
Milk products* > 0.05 | Q | 15% | 20% | 15% | 0.005 g/100g | 0.001 g/100g
Milk products* < 0.05 | Q | 25% | 35% | 30% | 0.005 g/100g | 0.001 g/100g
Culinary
Cereals
Cocoa
Petfoods
Oils & Fats
Micronutrient Premix |  |  |  |  | 0.01g/100g
FSMP > 0.05 | Q | 15% | 20% | 15% | 0.005 g/100g | 0.001 g/100g
FSMP < 0.05 | Q | 25% | 35% | 30% | 0.005 g/100g | 0.001 g/100g
*) For improved Taurine performance characteristics see next Tab "Taurine free-LCMS"
Return to Dashboard

## Free Cystine HCl LCMS
[7 empty] | Paraaf | Datum | Aanpassing
ANALYTICAL METHODS NQAC NUNSPEET, THE NETHERLANDS | [6 empty] | TN | 2024-08-06 | Vrije Cystine > 0.05% voor de HCl methode daar was nog geen apart IB blad van.
Accredited according to ISO 17025 for all analyses indicated with "Q" in the matrices defined
IB95.8030.300 Date issued: | 2025-02-18
Analysis | Free High Cystine > 0.05 %
NQAC method | HI00.0730.510
Nestlé method | Ferchaud Rocher et al. SpringerPlus 2013, 2:622
Reference to international method
Principle of method | AccQ-TAG LCMSMS
Sample amount required | 50g
Matrix | Milkproducts (Q) | Measurement uncertainty (MU%) | Reproducibility (R%) | Repeatability (r%) | LoQ Solid Product | LoQ Liquid Product
Milk products
FSMP > 0.05 g/100g |  | 20% | 25% | 15% | 0.005 g/100g | 0.001 g/100g
Culinary
Cereals
Cocoa
Petfoods
Oils & Fats
Micronutrient Premix
Return to Dashboard
Return to Dashboard

## Taurine free-LCMS
[7 empty] | Paraaf | Datum | Aanpassing
ANALYTICAL METHODS NQAC NUNSPEET, THE NETHERLANDS | [6 empty] | MiK | 2010-05-03 | 1ste versie nieuw overzicht
Accredited according to ISO 17025 for all analyses indicated with "Q" in the matrices defined | [6 empty] | MiK | 2010-05-07 | Voorschrift en werkblad controle (SvD en NH gemaild over r%, 6% aanhouden van validatie)
IB95.8030.300 Date issued: | 2025-02-18 | [5 empty] | MiK | 2010-05-17 | MU aangepast naar 6%(was12%) (mail TN 17-05) TN
[7 empty] | MiK | 2011-02-08 | Aangepast voor AAA
[7 empty] | MiK | 2013-11-06 | Methode van HI naar LI-HI aangepast
[7 empty] | MiK | 2014-05-21 | LI-HI aangepast naar HI
[7 empty] | MiK | 2014-05-21 | Wetmix/Drymix aangepast naar Milkproducts
Analysis | Taurine (free) | [5 empty] | MiK | 2014-09-08 | Accreditation vak weggehaald en bij Matrix (Q) toegevoegd iom LN/TN
[7 empty] | MiK | 2016-08-17 | Nieuwe layout
NQAC method | HI00.0730.500 | [5 empty] | MaH | 2019-06-27 | Tabbladnaam veranderd naar LCMS (ivm AccQTag methode)
Nestlé method | [6 empty] | MiK | 2019-06-27 | Methode aangepast naar HI00.0730.500 en LCMS, Q weggehaald, MU, R% en r% aangepast
Reference to international method | Ferchaud Rocher et al. SpringerPlus 2013, 2:622 | [5 empty] | TN | 2020-02-26 | Taurine in Althera+Alfare MU R en r onder " HA" gezet ipv onder milkproducts
[7 empty] | TN | 2020-09-29 | Taurine LCMSMS Q voor Alfare en Althera
Principle of method | LC-MSMS | [5 empty] | TN | 2023-06-01 | FSMP toegevoegd
[7 empty] | TN | 2023-12-01 | FSMP Q uitgezet, deze was in Juni 2023 al in het LIMS uitgezet
Sample amount required | 50g | [5 empty] | TN | 2024-01-10 | FSMP prestatiekenmerken bij 3 gram niet hetzelfde als Melkprod. MU=20 R=25 en r=15
[7 empty] | TN | 2024-01-25 | FSMP prestatiekenmerken bij 15 gram voor Taurine R=15% ipv 25%, r=10 ipv 15 en MU=15% ipv20%
Matrix | Accredited (Q) | Measurement uncertainty (MU%) | Reproducibility (R%) | Repeatability (r%) | LoQ Solid Product | LoQ Liquid Product | TN | 2024-02-27 | V-mix prestatiekenmerken toegevoegd
Milk products | Q | 15% | 15% | 10% | 2 mg/100g | 0.4 mg/100g | TN | 2024-04-03 | FSMP Q toegevoegd.
FSMP | Q | 15% | 15% | 10% | 2 mg/100g | 0.4 mg/100g
Culinary
Cereals
Cocoa
Petfoods
Oils & Fats
Micronutrient Premix |  | 15% | 15% | 10% | 150 mg/100g
Return to Dashboard

## TAA LCMS
[7 empty] | Paraaf | Datum | Aanpassing
ANALYTICAL METHODS NQAC NUNSPEET, THE NETHERLANDS | [6 empty] | TN | 2021-10-01 | Gestart met geaccrediteerde TAA-LCMS methode, nieuwe IB template aangemaakt.
Accredited according to ISO 17025 for all analyses indicated with "Q" in the matrices defined | [6 empty] | TN | 2023-06-01 | International reference ISO-4214
IB95.8030.300 Date issued: | 2025-02-18
Analysis | Total Amino Acids LCMS (excl. Total Tryptophan)
NQAC method | HI00.0700.500
Nestlé method | LI-00.594
Reference to international method | ISO-4214
Principle of method | AccQ-Tag-LCMSMS
Sample amount required | 50 g
Matrix | Accredited (Q) | Measurement uncertainty (MU%) | Reproducibility (R%) | Repeatability (r%) | LoQ Solid Product | LoQ Liquid Product
Infant Formula & Follow On Formula | Q | 20 | 15 | 10 | 0.002 g/100g | 0.002 g/100g
FSMP | Q | 20 | 15 | 10 | 0.002 g/100g | 0.002 g/100g
Culinary
Cereals
Cocoa
Petfoods | Q | 20 | 15 | 10 | 0.01 g/100g | 0.01 g/100g
Oils & Fats
Micronutrient Premix |  |  |  |  | 0.01 g/100g | 0.01 g/100g
Return to Dashboard

## Hydroxyproline
[7 empty] | Paraaf | Datum | Aanpassing
ANALYTICAL METHODS NQAC NUNSPEET, THE NETHERLANDS | [6 empty] | TN | 2023-01-23 | Gestart met HYP volgens de TAA-LCMS methode
Accredited according to ISO 17025 for all analyses indicated with "Q" in the matrices defined | [6 empty] | TN | 2023-06-01 | International reference ISO-4214, nieuwe Hyp methode
IB95.8030.300 Date issued: | 2025-02-18
Analysis | Hydroxyproline
NQAC method | HI00.0700.520
Nestlé method | LI-00.594
Reference to international method | ISO-4214
Principle of method | AccQ-Tag-LCMSMS
Sample amount required | 50 g
Matrix | Accredited (Q) | Measurement uncertainty (MU%) | Reproducibility (R%) | Repeatability (r%) | LoQ Solid Product | LoQ Liquid Product
Infant Formula & Follow On Formula |  | 20 | 15 | 10 | 0.002 g/100g | 0.002 g/100g
FSMP |  | 20 | 15 | 10 | 0.002 g/100g | 0.002 g/100g
Culinary
Cereals
Cocoa
Petfoods |  | 20 | 15 | 10 | 0.01 g/100g | 0.01 g/100g
Oils & Fats
Micronutrient Premix
Return to Dashboard

## Total Tryptophane
[7 empty] | Paraaf | Datum | Aanpassing
ANALYTICAL METHODS NQAC NUNSPEET, THE NETHERLANDS | [6 empty] | MiK | 2010-05-11 | 1ste versie nieuw overzicht
Accredited according to ISO 17025 for all analyses indicated with "Q" in the matrices defined | [6 empty] | MiK | 2013-11-06 | Li aangepast naar versie -1, Methode van HI naar LI-HI aangepast
IB95.8030.300 Date issued: | 2025-02-18 | [5 empty] | MiK | 2014-05-21 | LI-HI aangepast naar HI
[7 empty] | MiK | 2014-05-21 | Wetmix/Drymix aangepast naar Milkproducts
[7 empty] | MiK | 2014-09-08 | Accreditation vak weggehaald en bij Matrix (Q) toegevoegd iom LN/TN
[7 empty] | MiK | 2016-08-17 | Nieuwe layout
[7 empty] | TN | 2023-06-01 | FSMP toegevoegd
Analysis | Total tryptophane | [5 empty] | TN | 2023-12-01 | FSMP Q uitgezet, deze was in Juni 2023 al in het LIMS uitgezet
[7 empty] | TN | 2024-04-03 | FSMP Q toegevoegd.
NQAC method | HI00.0700.300
Nestlé method | LI-00.589-1
Reference to international method | §35 LMBG, 49.07(3) Mai 1989
Principle of method | HPLC
Sample amount required | 20g
Matrix | Accredited (Q) | Measurement uncertainty (MU%) | Reproducibility (R%) | Repeatability (r%) | LoQ Solid Product | LoQ Liquid Product
Milk products | Q | 11% | 15% | 10% | 0.001 g/100g | 0.001 g/100g
FSMP | Q | 11% | 15% | 10% | 0.001 g/100g | 0.001 g/100g
Culinary
Cereals
Cocoa
Petfoods |  | 11% | 15% | 10% | 0.002 g/100g | 0.001 g/100g
Oils & Fats
Micronutrient Premix
Return to Dashboard

## Free Tryptophane
[7 empty] | Paraaf | Datum | Aanpassing
ANALYTICAL METHODS NQAC NUNSPEET, THE NETHERLANDS | [6 empty] | MiK | 2010-05-11 | 1ste versie nieuw overzicht
Accredited according to ISO 17025 for all analyses indicated with "Q" in the matrices defined | [6 empty] | MiK | 2013-11-06 | Methode van HI naar LI-HI aangepast
IB95.8030.300 Date issued: | 2025-02-18 | [5 empty] | MiK | 2014-05-21 | LI-HI aangepast naar HI
[7 empty] | MiK | 2014-05-21 | Wetmix/Drymix aangepast naar Milkproducts
[7 empty] | MiK | 2014-06-04 | Sample amount van 20g naar 30g
[7 empty] | MiK | 2014-09-08 | Accreditation vak weggehaald en bij Matrix (Q) toegevoegd iom LN/TN
[7 empty] | MiK | 2016-08-17 | Nieuwe layout
Analysis | Free Tryptophane | [5 empty] | TN | 2023-06-01 | FSMP toegevoegd
[7 empty] | TN | 2023-12-01 | FSMP Q uitgezet, deze was in Juni 2023 al in het LIMS uitgezet
NQAC method | HI00.0730.300 | [5 empty] | TN | 2024-04-03 | FSMP Q toegevoegd.
Nestlé method | LI-00.570-1 | [5 empty] | TN | 2024-07-16 | FSMP opnieuw gevalideerd, r%=11 R% = 16 MU=13%, (grens IF en FSMP gelijkgetr. was r=10% R=15% MU=11%)
Reference to international method | Nielsen H.K., Hurrell R.F. : J. Sci. Food Agric, 36, 893-907 (1985)
Principle of method | HPLC
Sample amount required | 50g
Matrix | Accredited (Q) | Measurement uncertainty (MU%) | Reproducibility (R%) | Repeatability (r%) | LoQ Solid Product | LoQ Liquid Product
Milk products | Q | 13% | 16% | 11% | 0.001 g/100g | 0.001 g/100g
FSMP | Q | 13% | 16% | 11% | 0.001 g/100g | 0.001 g/100g
Culinary
Cereals
Cocoa
Petfoods
Oils & Fats
Micronutrient Premix
Return to Dashboard

## Calcium-Ca
[7 empty] | Paraaf | Datum | Aanpassing
ANALYTICAL METHODS NQAC NUNSPEET, THE NETHERLANDS | [6 empty] | MiK | 2010-05-17 | 1ste versie nieuw overzicht
Accredited according to ISO 17025 for all analyses indicated with "Q" in the matrices defined | [6 empty] | MiK | 2011-05-16 | Nitric acid destruction als opmerking toegevoegd
IB95.8030.300 Date issued: | 2025-02-18 | [5 empty] | MiK | 2012-01-09 | LOQ Natrium (was 6 en 2 mg/100g)en Kalium aangepast (was 10 en 3 mg/100g)
[7 empty] | MiK | 2013-11-06 | Methode van HI naar LI-HI aangepast
[7 empty] | MiK | 2014-05-21 | LI-HI aangepast naar HI
[7 empty] | MiK | 2014-05-21 | Wetmix/Drymix aangepast naar Milkproducts
[7 empty] | MiK | 2014-07-01 | Gegevens van HI00.1500.130 hierin verwerkt (petfood)
Analysis | Minerals - Calcium | [5 empty] | MiK | 2014-09-08 | Accreditation vak weggehaald en bij Matrix (Q) toegevoegd iom LN/TN
[7 empty] | TN | 2015-05-01 | AOAC2011.14 is nu de officiele Nestle "LI" methode
NQAC method | HI00.1500.120 | [5 empty] | JVE | 2016-08-16 | Culinairy(Q) toegevoegd, loq's, mu's, R en r geupdate
Nestlé method | AOAC2011.14 | [5 empty] | MiK | 2016-08-17 | Nieuwe layout
Reference to international method | AOAC2011.14 | [5 empty] | TN | 2019-04-26 | AOAC2011.14 al refentiemethode ipv AOAC 984.27
[7 empty] | TN | 2021-02-22 | NQK r% 10 en R% 12 toegevoegd; Petfood r% 10->12% en R% 13-> 17% aangepast
Principle of method | ICP-OES | [5 empty] | TN | 2022-08-01 | Avio val: LoQ solid 12 naar 8 ; r% PET 12 naar 18, R% BFF 12 naar 15, PET 17 naar 20, Cacoa 12 naar 15%
[7 empty] | TN | 2022-08-01 | Avio val: MU% BFF 10 naar 15, Pet 10 naar 15; Cacoa 10 naar 15; Cul 18 naar 20
Sample amount required | 100g | [5 empty] | TN | 2023-06-01 | FSMP toegevoegd
[7 empty] | TN | 2023-08-01 | Nav hervalidatie Pet 2023: r% BFF<10%, Cul<10%, R% DDP<10% BFF<10% NQK<10% Cul<10%, MU DDP<10%
Matrix | Accredited (Q) | Measurement uncertainty (MU%) | Reproducibility (R%) | Repeatability (r%) | LoQ Solid Product | LoQ Liquid Product | TN | 2023-12-01 | FSMP Q uitgezet, deze was in Juni 2023 al in het LIMS uitgezet
Milk products | Q | 10% | 10% | 10% | 8 mg/100g | 2 mg/100g | TN | 2024-04-03 | FSMP Q toegevoegd.
FSMP | Q | 10% | 10% | 10% | 8 mg/100g | 2 mg/100g
Culinary | Q | 20% | 10% | 10% | * | *
Cereals | Q | 15% | 10% | 10% | 8 mg/100g | 2 mg/100g
Cocoa |  | 15% | 10% | 10% | * | *
Petfoods
Oils & Fats
Micronutrient Premix
*) LOQ per matrix available on request
Return to Dashboard

## Calcium-Ca Petfood
[7 empty] | Paraaf | Datum | Aanpassing
ANALYTICAL METHODS NQAC NUNSPEET, THE NETHERLANDS | [6 empty] | TN | 2023-06-01 | Aparte mineralen methode voor petfoods
Accredited according to ISO 17025 for all analyses indicated with "Q" in the matrices defined | [6 empty] | TN | 2024-01-18 | Zwavel+ 9 Mineralen in petfood officieel geaccrediteerd
IB95.8030.300 Date issued: | 2025-02-18
Analysis | Minerals - Calcium Petfood
NQAC method | HI00.1500.140
Nestlé method | AOAC2011.14
Reference to international method | AOAC2011.14
Principle of method | ICP-OES
Sample amount required | 100g
Matrix | Accredited (Q) | Measurement uncertainty (MU%) | Reproducibility (R%) | Repeatability (r%) | LoQ Solid Product | LoQ Liquid Product
Petfoods | Q | 20% | 20% | 18% | 8 mg/100g | 2 mg/100g
Return to Dashboard

## Copper-Cu
C
[8 empty] | Paraaf | Datum | Aanpassing
| ANALYTICAL METHODS NQAC NUNSPEET, THE NETHERLANDS | [6 empty] | MiK | 2010-05-17 | 1ste versie nieuw overzicht
| Accredited according to ISO 17025 for all analyses indicated with "Q" in the matrices defined | [6 empty] | MiK | 2011-05-16 | Nitric acid destruction als opmerking toegevoegd
| IB95.8030.300 Date issued: | 2025-02-18 | [5 empty] | MiK | 2012-01-09 | LOQ Natrium (was 6 en 2 mg/100g)en Kalium aangepast (was 10 en 3 mg/100g)
[8 empty] | MiK | 2013-11-06 | Methode van HI naar LI-HI aangepast
[8 empty] | MiK | 2014-05-21 | LI-HI aangepast naar HI
[8 empty] | MiK | 2014-05-21 | Wetmix/Drymix aangepast naar Milkproducts
[8 empty] | MiK | 2014-07-01 | Gegevens van HI00.1500.130 hierin verwerkt (petfood)
| Analysis | Minerals - Copper | [5 empty] | MiK | 2014-09-08 | Accreditation vak weggehaald en bij Matrix (Q) toegevoegd iom LN/TN
[8 empty] | TN | 2015-05-01 | AOAC2011.14 is nu de officiele Nestle "LI" methode
| NQAC method | HI00.1500.120 | [5 empty] | JVE | 2016-08-16 | Culinairy(Q) toegevoegd, loq's, mu's, R en r geupdate
| Nestlé method | AOAC2011.14 | [5 empty] | MiK | 2016-08-17 | Nieuwe layout
| Reference to international method | AOAC2011.14 | [5 empty] | TN | 2019-04-26 | AOAC2011.14 als refentiemethode ipv AOAC 984.27
[8 empty] | TN | 2021-02-08 | Cu r% en R% aangepast aan validatiefile
| Principle of method | ICP-OES | [5 empty] | TN | 2021-02-22 | Petfood r% 10->12% en R% 13-> 17% aangepast
[8 empty] | TN | 2021-03-10 | LoQ dry was 0.06-> 0.1, wet was 0.02-> 0.03
| Sample amount required | 100g | [5 empty] | TN | 2022-08-01 | Avio val: r% PET 12 naar 18, R% BFF 12 naar 15, PET 17 naar 20, Cacoa 12 naar 15%
[8 empty] | TN | 2022-08-01 | Avio val: MU% Pet 10 naar 15; Cacoa 10 naar 15; Cul 18 naar 20
| Matrix | Accredited (Q) | Measurement uncertainty (MU%) | Reproducibility (R%) | Repeatability (r%) | LoQ Solid Product | LoQ Liquid Product | TN | 2023-06-01 | FSMP toegevoegd
| Milk products | Q | 15% | 15% | 10% | 0.1 mg/100g | 0.03 mg/100g | TN | 2023-08-01 | Nav hervalidatie Pet 2023: r% BFF<15%, Cul<10%, R% DDP<15% BFF<15% NQK<10% Cul<15%, MU DDP<10% uitzond Cu/Mn/Zn/Na
| FSMP | Q | 15% | 15% | 10% | 0.1 mg/100g | 0.03 mg/100g | TN | 2023-12-01 | FSMP Q uitgezet, deze was in Juni 2023 al in het LIMS uitgezet
| Culinary | Q | 20% | 15% | 10% | * | * | TN | 2024-04-03 | FSMP Q toegevoegd.
| Cereals | Q | 21% | 15% | 10% | 0.1 mg/100g | 0.03 mg/100g
| Cocoa |  | 15% | 10% | 10% | * | *
| Petfoods |  |  |  |  | * | *
Oils & Fats
Micronutrient Premix
*) LOQ per matrix available on request
Return to Dashboard

## Copper-Cu Petfood
[7 empty] | Paraaf | Datum | Aanpassing
ANALYTICAL METHODS NQAC NUNSPEET, THE NETHERLANDS | [6 empty] | TN | 2023-06-01 | Aparte mineralen methode voor petfoods
Accredited according to ISO 17025 for all analyses indicated with "Q" in the matrices defined | [6 empty] | TN | 2024-01-18 | Zwavel+ 9 Mineralen in petfood officieel geaccrediteerd
IB95.8030.300 Date issued: | 2025-02-18
Analysis | Minerals - Copper Petfood
NQAC method | HI00.1500.140
Nestlé method | AOAC2011.14
Reference to international method | AOAC2011.14
Principle of method | ICP-OES
Sample amount required | 100g
Matrix | Accredited (Q) | Measurement uncertainty (MU%) | Reproducibility (R%) | Repeatability (r%) | LoQ Solid Product | LoQ Liquid Product
Petfoods | Q | 20% | 20% | 18% | 0.1mg/100g | 0.03 mg/100g
Return to Dashboard

## Iron-Fe
[7 empty] | Paraaf | Datum | Aanpassing
ANALYTICAL METHODS NQAC NUNSPEET, THE NETHERLANDS | [6 empty] | MiK | 2010-05-17 | 1ste versie nieuw overzicht
Accredited according to ISO 17025 for all analyses indicated with "Q" in the matrices defined | [6 empty] | MiK | 2011-05-16 | Nitric acid destruction als opmerking toegevoegd
IB95.8030.300 Date issued: | 2025-02-18 | [5 empty] | MiK | 2012-01-09 | LOQ Natrium (was 6 en 2 mg/100g)en Kalium aangepast (was 10 en 3 mg/100g)
[7 empty] | MiK | 2013-11-06 | Methode van HI naar LI-HI aangepast
[7 empty] | MiK | 2014-05-21 | LI-HI aangepast naar HI
[7 empty] | MiK | 2014-05-21 | Wetmix/Drymix aangepast naar Milkproducts
[7 empty] | MiK | 2014-07-01 | Gegevens van HI00.1500.130 hierin verwerkt (petfood)
Analysis | Minerals - Iron | [5 empty] | MiK | 2014-09-08 | Accreditation vak weggehaald en bij Matrix (Q) toegevoegd iom LN/TN
[7 empty] | TN | 2015-05-01 | AOAC2011.14 is nu de officiele Nestle "LI" methode
NQAC method | HI00.1500.120 | [5 empty] | JVE | 2016-08-16 | Culinairy(Q) toegevoegd, loq's, mu's, R en r geupdate
Nestlé method | AOAC2011.14 | [5 empty] | MiK | 2016-08-17 | Nieuwe layout
Reference to international method | AOAC2011.14 | [5 empty] | TN | 2018-04-04 | NQK MU, r en R toegevoegd
[7 empty] | TN | 2019-04-26 | AOAC2011.14 als refentiemethode ipv AOAC 984.27
Principle of method | ICP-OES | [5 empty] | TN | 2021-02-22 | Petfood r% 10->12% en R% 13-> 17% aangepast
[7 empty] | TN | 2021-03-10 | LOQ solid van 0.4 naar 2.0 en liquid van 0.1 naar 0.5 aangepast ivm LV
Sample amount required | 100g | [5 empty] | TN | 2022-08-01 | Avio val: LoQ solid 2 naar 1 ; r% PET 12 naar 18, R% BFF 12 naar 15, PET 17 naar 20, Cacoa 12 naar 15%
[7 empty] | TN | 2022-08-01 | Avio val: MU% BFF 10 naar 15, Pet 10 naar 15; Cacoa 10 naar 15; Cul 18 naar 20
Matrix | Accredited (Q) | Measurement uncertainty (MU%) | Reproducibility (R%) | Repeatability (r%) | LoQ Solid Product | LoQ Liquid Product | TN | 2023-06-01 | FSMP toegevoegd
Milk products | Q | 10% | 10% | 10% | 1.0 mg/100g | 0.25mg/100g | TN | 2023-08-01 | Nav hervalidatie Pet 2023: r% BFF<10%, Cul<10%, R% DDP<10% BFF<10% NQK<10% Cul<10%, MU DDP<10%
FSMP | Q | 10% | 10% | 10% | 1.0 mg/100g | 0.25mg/100g | TN | 2023-12-01 | FSMP Q uitgezet, deze was in Juni 2023 al in het LIMS uitgezet
Culinary | Q | 20% | 10% | 10% | * | * | TN | 2024-04-03 | FSMP Q toegevoegd.
Cereals | Q | 15% | 10% | 10% | 1.0 mg/100g | 0.25 mg/100g
Cocoa |  | 15% | 10% | 10% | * | *
Petfoods |  |  |  |  | * | *
Oils & Fats
Micronutrient Premix
*) LOQ per matrix available on request
Return to Dashboard

## Iron-Fe Petfood
[7 empty] | Paraaf | Datum | Aanpassing
ANALYTICAL METHODS NQAC NUNSPEET, THE NETHERLANDS | [6 empty] | TN | 2023-06-01 | Aparte mineralen methode voor petfoods
Accredited according to ISO 17025 for all analyses indicated with "Q" in the matrices defined | [6 empty] | TN | 2024-01-18 | Zwavel+ 9 Mineralen in petfood officieel geaccrediteerd
IB95.8030.300 Date issued: | 2025-02-18
Analysis | Minerals - Iron Petfood
NQAC method | HI00.1500.140
Nestlé method | AOAC2011.14
Reference to international method | AOAC2011.14
Principle of method | ICP-OES
Sample amount required | 100g
Matrix | Accredited (Q) | Measurement uncertainty (MU%) | Reproducibility (R%) | Repeatability (r%) | LoQ Solid Product | LoQ Liquid Product
Petfoods | Q | 20 | 20 | 18 | 1 mg/100g | 0.3 mg/100g
Return to Dashboard

## Magnesium-Mg
[7 empty] | Paraaf | Datum | Aanpassing
ANALYTICAL METHODS NQAC NUNSPEET, THE NETHERLANDS | [6 empty] | MiK | 2010-05-17 | 1ste versie nieuw overzicht
Accredited according to ISO 17025 for all analyses indicated with "Q" in the matrices defined | [6 empty] | MiK | 2011-05-16 | Nitric acid destruction als opmerking toegevoegd
IB95.8030.300 Date issued: | 2025-02-18 | [5 empty] | MiK | 2012-01-09 | LOQ Natrium (was 6 en 2 mg/100g)en Kalium aangepast (was 10 en 3 mg/100g)
[7 empty] | MiK | 2013-11-06 | Methode van HI naar LI-HI aangepast
[7 empty] | MiK | 2014-05-21 | LI-HI aangepast naar HI
[7 empty] | MiK | 2014-05-21 | Wetmix/Drymix aangepast naar Milkproducts
[7 empty] | MiK | 2014-07-01 | Gegevens van HI00.1500.130 hierin verwerkt (petfood)
Analysis | Minerals - Magnesium | [5 empty] | MiK | 2014-09-08 | Accreditation vak weggehaald en bij Matrix (Q) toegevoegd iom LN/TN
[7 empty] | TN | 2015-05-01 | AOAC2011.14 is nu de officiele Nestle "LI" methode
NQAC method | HI00.1500.120 | [5 empty] | JVE | 2016-08-16 | Culinairy(Q) toegevoegd, loq's, mu's, R en r geupdate
Nestlé method | AOAC2011.14 | [5 empty] | MiK | 2016-08-17 | Nieuwe layout
Reference to international method | AOAC2011.14 | [5 empty] | TN | 2018-04-04 | NQK MU, r en R toegevoegd
[7 empty] | TN | 2019-04-26 | AOAC2011.14 al refentiemethode ipv AOAC 984.27
Principle of method | ICP-OES | [5 empty] | TN | 2021-02-22 | Petfood r% 10->12% en R% 13-> 17% aangepast
[7 empty] | TN | 2021-03-10 | LoQ dry was 4 -> 5, wet was 1-> 2
Sample amount required | [6 empty] | TN | 2022-08-01 | Avio val: LoQ solid 5 naar 3 ; r% PET 12 naar 18, R% BFF 12 naar 15, PET 17 naar 20, Cacoa 12 naar 15%
[7 empty] | TN | 2022-08-01 | Avio val: MU% BFF 10 naar 15, Pet 10 naar 15; Cacoa 10 naar 15; Cul 18 naar 20
Matrix | Accredited (Q) | Measurement uncertainty (MU%) | Reproducibility (R%) | Repeatability (r%) | LoQ Solid Product | LoQ Liquid Product | TN | 2023-08-01 | Nav hervalidatie Pet 2023: r% BFF<10%, Cul<10%, R% DDP<10% BFF<10% NQK<10% Cul<10%, MU DDP<10%
Milk products | Q | 10% | 10% | 10% | 3 mg/100g | 0.75 mg/100g | TN | 2023-12-01 | FSMP Q uitgezet, deze was in Juni 2023 al in het LIMS uitgezet
FSMP | Q | 10% | 10% | 10% | 3 mg/100g | 0.75 mg/100g | TN | 2024-04-03 | FSMP Q toegevoegd.
Culinary | Q | 20% | 10% | 10% | * | *
Cereals | Q | 15% | 10% | 10% | 3 mg/100g | 0.75 mg/100g
Cocoa |  | 15% | 10% | 10% | * | *
Petfoods |  |  |  |  | * | *
Oils & Fats
Micronutrient Premix
*) LOQ per matrix available on request
Return to Dashboard

## Magnesium-Mg Petfood
[7 empty] | Paraaf | Datum | Aanpassing
ANALYTICAL METHODS NQAC NUNSPEET, THE NETHERLANDS | [6 empty] | TN | 2023-06-01 | Aparte mineralen methode voor petfoods
Accredited according to ISO 17025 for all analyses indicated with "Q" in the matrices defined | [6 empty] | TN | 2024-01-18 | Zwavel+ 9 Mineralen in petfood officieel geaccrediteerd
IB95.8030.300 Date issued: | 2025-02-18
Analysis | Minerals - Magnesium Petfood
NQAC method | HI00.1500.140
Nestlé method | AOAC2011.14
Reference to international method | AOAC2011.14
Principle of method | ICP-OES
Sample amount required | 100g
Matrix | Accredited (Q) | Measurement uncertainty (MU%) | Reproducibility (R%) | Repeatability (r%) | LoQ Solid Product | LoQ Liquid Product
Petfoods | Q | 20 | 20 | 10 | 3 mg/100g | 1 mg/100g
Return to Dashboard

## Manganese-Mn
[7 empty] | Paraaf | Datum | Aanpassing
ANALYTICAL METHODS NQAC NUNSPEET, THE NETHERLANDS | [6 empty] | MiK | 2010-05-17 | 1ste versie nieuw overzicht
Accredited according to ISO 17025 for all analyses indicated with "Q" in the matrices defined | [6 empty] | MiK | 2011-05-16 | Nitric acid destruction als opmerking toegevoegd
IB95.8030.300 Date issued: | 2025-02-18 | [5 empty] | MiK | 2012-01-09 | LOQ Natrium (was 6 en 2 mg/100g)en Kalium aangepast (was 10 en 3 mg/100g)
[7 empty] | MiK | 2013-11-06 | Methode van HI naar LI-HI aangepast
[7 empty] | MiK | 2014-05-21 | LI-HI aangepast naar HI
[7 empty] | MiK | 2014-05-21 | Wetmix/Drymix aangepast naar Milkproducts
[7 empty] | MiK | 2014-07-01 | Gegevens van HI00.1500.130 hierin verwerkt (petfood)
Analysis | Minerals - Manganese | [5 empty] | MiK | 2014-09-08 | Accreditation vak weggehaald en bij Matrix (Q) toegevoegd iom LN/TN
[7 empty] | TN | 2015-05-01 | AOAC2011.14 is nu de officiele Nestle "LI" methode
NQAC method | HI00.1500.120 | [5 empty] | JVE | 2016-08-16 | Culinairy(Q) toegevoegd, loq's, mu's, R en r geupdate
Nestlé method | AOAC2011.14 | [5 empty] | MiK | 2016-08-17 | Nieuwe layout
Reference to international method | AOAC2011.14 | [5 empty] | TN | 2018-04-04 | NQK MU, r en R toegevoegd
[7 empty] | TN | 2019-04-25 | LoQ unit aangepast van 0.01 mg/100g naar 10 µg/100g voor vast (ook vloeibaar aangepast)
Principle of method | ICP-OES | [5 empty] | TN | 2019-04-26 | AOAC2011.14 als officiele referentiemethode
[7 empty] | TN | 2021-02-22 | Petfood r% 10->12% en R% 13-> 17% aangepast
Sample amount required | 100g | [5 empty] | TN | 2021-03-10 | LoQ dry was 10-> 15, wet was 3-> 4
[7 empty] | TN | 2022-08-01 | Avio val: LoQ solid 15 naar 20 ; r% PET 12 naar 18, R% DDP 13 naar 20, BFF 12 naar 15, PET 17 naar 20, Cacoa 12 naar 15%
Matrix | Accredited (Q) | Measurement uncertainty (MU%) | Reproducibility (R%) | Repeatability (r%) | LoQ Solid Product | LoQ Liquid Product | TN | 2022-08-01 | Avio val: MU% DDP BFF 10 naar 15, Pet 10 naar 15; Cacoa 10 naar 15; Cul 18 naar 20
Milk products | Q | 15% | 15% | 10% | 20 µg/100g | 5 µg/100g | TN | 2023-06-01 | FSMP toegevoegd
FSMP | Q | 15% | 15% | 10% | 20 µg/100g | 5 µg/100g | TN | 2023-08-01 | Nav hervalidatie Pet 2023: r% BFF<15%, Cul<10%, R% DDP<15% BFF<15% NQK<10% Cul<15%, MU DDP<10% uitzond Cu/Mn/Zn/Na
Culinary | Q | 20% | 15% | 10% | * | * | TN | 2023-12-01 | FSMP Q uitgezet, deze was in Juni 2023 al in het LIMS uitgezet
Cereals | Q | 15% | 15% | 10% | 20 µg/100g | 5 µg/100g | TN | 2024-04-03 | FSMP Q toegevoegd.
Cocoa |  | 15% | 10% | 10% | * | *
Petfoods |  |  |  |  | * | *
Oils & Fats
Micronutrient Premix
*) LOQ per matrix available on request
Return to Dashboard

## Manganese-Mn Petfood
[7 empty] | Paraaf | Datum | Aanpassing
ANALYTICAL METHODS NQAC NUNSPEET, THE NETHERLANDS | [6 empty] | TN | 2023-06-01 | Aparte mineralen methode voor petfoods
Accredited according to ISO 17025 for all analyses indicated with "Q" in the matrices defined | [6 empty] | TN | 2024-01-18 | Zwavel+ 9 Mineralen in petfood officieel geaccrediteerd
IB95.8030.300 Date issued: | 2025-02-18
Analysis | Minerals - Manganese Petfood
NQAC method | HI00.1500.140
Nestlé method | AOAC2011.14
Reference to international method | AOAC2011.14
Principle of method | ICP-OES
Sample amount required | 100g
Matrix | Accredited (Q) | Measurement uncertainty (MU%) | Reproducibility (R%) | Repeatability (r%) | LoQ Solid Product | LoQ Liquid Product
Petfoods | Q | 20% | 20% | 18% | 20 µg/100g | 5 µg/100g
Return to Dashboard

## Phosphorus-P
[7 empty] | Paraaf | Datum | Aanpassing
ANALYTICAL METHODS NQAC NUNSPEET, THE NETHERLANDS | [6 empty] | MiK | 2010-05-17 | 1ste versie nieuw overzicht
Accredited according to ISO 17025 for all analyses indicated with "Q" in the matrices defined | [6 empty] | MiK | 2011-05-16 | Nitric acid destruction als opmerking toegevoegd
IB95.8030.300 Date issued: | 2025-02-18 | [5 empty] | MiK | 2012-01-09 | LOQ Natrium (was 6 en 2 mg/100g)en Kalium aangepast (was 10 en 3 mg/100g)
[7 empty] | MiK | 2013-11-06 | Methode van HI naar LI-HI aangepast
[7 empty] | MiK | 2014-05-21 | LI-HI aangepast naar HI
[7 empty] | MiK | 2014-05-21 | Wetmix/Drymix aangepast naar Milkproducts
[7 empty] | MiK | 2014-07-01 | Gegevens van HI00.1500.130 hierin verwerkt (petfood)
Analysis | Minerals - Phosphorus | [5 empty] | MiK | 2014-09-08 | Accreditation vak weggehaald en bij Matrix (Q) toegevoegd iom LN/TN
[7 empty] | TN | 2015-05-01 | AOAC2011.14 is nu de officiele Nestle "LI" methode
NQAC method | HI00.1500.120 | [5 empty] | JVE | 2016-08-16 | Culinairy(Q) toegevoegd, loq's, mu's, R en r geupdate
Nestlé method | AOAC2011.14 | [5 empty] | MiK | 2016-08-17 | Nieuwe layout
Reference to international method | AOAC2011.14 | [5 empty] | TN | 2018-04-04 | NQK MU, r en R toegevoegd
[7 empty] | TN | 2019-04-26 | AOAC2011.14 als refentiemethode ipv AOAC 984.27
Principle of method | ICP-OES | [5 empty] | TN | 2021-02-22 | Petfood r% 10->12% en R% 13-> 17% aangepast
[7 empty] | TN | 2022-08-01 | Avio val: LoQ solid 14 naar 8 ; r% PET 12 naar 18, R% BFF 12 naar 15, PET 17 naar 20, Cacoa 12 naar 15%
Sample amount required | 100g | [5 empty] | TN | 2022-08-01 | Avio val: MU% BFF 10 naar 15, Pet 10 naar 15; Cacoa 10 naar 15; Cul 18 naar 20
[7 empty] | TN | 2023-06-01 | FSMP toegevoegd
Matrix | Accredited (Q) | Measurement uncertainty (MU%) | Reproducibility (R%) | Repeatability (r%) | LoQ Solid Product | LoQ Liquid Product | TN | 2023-08-01 | Nav hervalidatie Pet 2023: r% BFF<10%, Cul<10%, R% DDP<10% BFF<10% NQK<10% Cul<10%, MU DDP<10%
Milk products | Q | 10% | 10% | 10% | 8 mg/100g | 2 mg/100g | TN | 2023-12-01 | FSMP Q uitgezet, deze was in Juni 2023 al in het LIMS uitgezet
FSMP | Q | 10% | 10% | 10% | 8 mg/100g | 2 mg/100g | TN | 2024-04-03 | FSMP Q toegevoegd.
Culinary | Q | 20% | 10% | 10% | * | *
Cereals | Q | 15% | 10% | 10% | 8 mg/100g | 2 mg/100g
Cocoa |  | 15% | 10% | 10% | * | *
Petfoods |  |  |  |  | * | *
Oils & Fats
Micronutrient Premix
*) LOQ per matrix available on request
Return to Dashboard

## Phosphorus-P Petfood
[7 empty] | Paraaf | Datum | Aanpassing
ANALYTICAL METHODS NQAC NUNSPEET, THE NETHERLANDS | [6 empty] | TN | 2023-06-01 | Aparte mineralen methode voor petfoods
Accredited according to ISO 17025 for all analyses indicated with "Q" in the matrices defined | [6 empty] | TN | 2024-01-18 | Zwavel+ 9 Mineralen in petfood officieel geaccrediteerd
IB95.8030.300 Date issued: | 2025-02-18
Analysis | Minerals - Phosphorus Petfood
NQAC method | HI00.1500.140
Nestlé method | AOAC2011.14
Reference to international method | AOAC2011.14
Principle of method | ICP-OES
Sample amount required | 100g
Matrix | Accredited (Q) | Measurement uncertainty (MU%) | Reproducibility (R%) | Repeatability (r%) | LoQ Solid Product | LoQ Liquid Product
Petfoods | Q | 20% | 20% | 18% | 8 mg/100g | 2 mg/100g
Return to Dashboard

## Potassium-K
[7 empty] | Paraaf | Datum | Aanpassing
ANALYTICAL METHODS NQAC NUNSPEET, THE NETHERLANDS | [6 empty] | MiK | 2010-05-17 | 1ste versie nieuw overzicht
Accredited according to ISO 17025 for all analyses indicated with "Q" in the matrices defined | [6 empty] | MiK | 2011-05-16 | Nitric acid destruction als opmerking toegevoegd
IB95.8030.300 Date issued: | 2025-02-18 | [5 empty] | MiK | 2012-01-09 | LOQ Natrium (was 6 en 2 mg/100g)en Kalium aangepast (was 10 en 3 mg/100g)
[7 empty] | MiK | 2013-11-06 | Methode van HI naar LI-HI aangepast
[7 empty] | MiK | 2014-05-21 | LI-HI aangepast naar HI
[7 empty] | MiK | 2014-05-21 | Wetmix/Drymix aangepast naar Milkproducts
[7 empty] | MiK | 2014-07-01 | Gegevens van HI00.1500.130 hierin verwerkt (petfood)
Analysis | Minerals - Potassium | [5 empty] | MiK | 2014-09-08 | Accreditation vak weggehaald en bij Matrix (Q) toegevoegd iom LN/TN
[7 empty] | TN | 2015-05-01 | AOAC2011.14 is nu de officiele Nestle "LI" methode
NQAC method | HI00.1500.120 | [5 empty] | JVE | 2016-08-16 | Culinairy(Q) toegevoegd, loq's, mu's, R en r geupdate
Nestlé method | AOAC2011.14 | [5 empty] | MiK | 2016-08-17 | Nieuwe layout
Reference to international method | AOAC2011.14 | [5 empty] | TN | 2018-04-04 | NQK MU, r en R toegevoegd
[7 empty] | TN | 2019-04-26 | AOAC2011.14 als refentiemethode ipv AOAC 984.27
Principle of method | ICP-OES | [5 empty] | TN | 2021-02-22 | Petfood r% 10->12% en R% 13-> 17% aangepast
[7 empty] | TN | 2021-03-10 | LoQ dry was 30-> 40, wet was 8-> 10
Sample amount required | 100g | [5 empty] | TN | 2022-08-01 | Avio val: LoQ solid 40 naar 20 ; r% PET 12 naar 18, R% BFF 12 naar 15, PET 17 naar 20, Cacoa 12 naar 15%
[7 empty] | TN | 2022-08-01 | Avio val: MU% BFF 10 naar 15, Pet 10 naar 15; Cacoa 10 naar 15; Cul 18 naar 20
Matrix | Accredited (Q) | Measurement uncertainty (MU%) | Reproducibility (R%) | Repeatability (r%) | LoQ Solid Product | LoQ Liquid Product | TN | 2023-06-01 | FSMP toegevoegd
Milk products | Q | 10% | 10% | 10% | 20 mg/100g | 5 mg/100g | TN | 2023-08-01 | Nav hervalidatie Pet 2023: r% BFF<10%, Cul<10%, R% DDP<10% BFF<10% NQK<10% Cul<10%, MU DDP<10%
FSMP | Q | 10% | 10% | 10% | 20 mg/100g | 5 mg/100g | TN | 2023-12-01 | FSMP Q uitgezet, deze was in Juni 2023 al in het LIMS uitgezet
Culinary | Q | 20% | 10% | 10% | * | * | TN | 2023-12-01 | FSMP Q uitgezet, deze was in Juni 2023 al in het LIMS uitgezet
Cereals | Q | 15% | 10% | 10% | 20 mg/100g | 5 mg/100g | TN | 2024-04-03 | FSMP Q toegevoegd.
Cocoa |  | 15% | 10% | 10% | * | *
Petfoods |  |  |  |  | * | *
Oils & Fats
Micronutrient Premix
*) LOQ per matrix available on request
Return to Dashboard

## Potassium-K Petfood
[7 empty] | Paraaf | Datum | Aanpassing
ANALYTICAL METHODS NQAC NUNSPEET, THE NETHERLANDS | [6 empty] | TN | 2023-06-01 | Aparte mineralen methode voor petfoods
Accredited according to ISO 17025 for all analyses indicated with "Q" in the matrices defined | [6 empty] | TN | 2024-01-18 | Zwavel+ 9 Mineralen in petfood officieel geaccrediteerd
IB95.8030.300 Date issued: | 2025-02-18
Analysis | Minerals - Potassium Petfood
NQAC method | HI00.1500.140
Nestlé method | AOAC2011.14
Reference to international method | AOAC2011.14
Principle of method | ICP-OES
Sample amount required | 100g
Matrix | Accredited (Q) | Measurement uncertainty (MU%) | Reproducibility (R%) | Repeatability (r%) | LoQ Solid Product | LoQ Liquid Product
Petfoods | Q | 20 | 20 | 10 | 20 mg/100g | 5 mg/100g
Return to Dashboard

## Sodium-Na
[7 empty] | Paraaf | Datum | Aanpassing
ANALYTICAL METHODS NQAC NUNSPEET, THE NETHERLANDS | [6 empty] | MiK | 2010-05-17 | 1ste versie nieuw overzicht
Accredited according to ISO 17025 for all analyses indicated with "Q" in the matrices defined | [6 empty] | MiK | 2011-05-16 | Nitric acid destruction als opmerking toegevoegd
IB95.8030.300 Date issued: | 2025-02-18 | [5 empty] | MiK | 2012-01-09 | LOQ Natrium (was 6 en 2 mg/100g)en Kalium aangepast (was 10 en 3 mg/100g)
[7 empty] | MiK | 2013-11-06 | Methode van HI naar LI-HI aangepast
[7 empty] | MiK | 2014-05-21 | LI-HI aangepast naar HI
[7 empty] | MiK | 2014-05-21 | Wetmix/Drymix aangepast naar Milkproducts
[7 empty] | MiK | 2014-07-01 | Gegevens van HI00.1500.130 hierin verwerkt (petfood)
Analysis | Minerals - Sodium | [5 empty] | MiK | 2014-09-08 | Accreditation vak weggehaald en bij Matrix (Q) toegevoegd iom LN/TN
[7 empty] | TN | 2015-05-01 | AOAC2011.14 is nu de officiele Nestle "LI" methode
NQAC method | HI00.1500.120 | [5 empty] | JVE | 2016-08-16 | Culinairy(Q) toegevoegd, loq's, mu's, R en r geupdate
Nestlé method | AOAC2011.14 | [5 empty] | MiK | 2016-08-17 | Nieuwe layout
Reference to international method | AOAC2011.14 | [5 empty] | TN | 2018-04-04 | NQK MU, r en R toegevoegd
[7 empty] | TN | 2019-04-26 | AOAC2011.14 als refentiemethode ipv AOAC 984.27
Principle of method | ICP-OES | [5 empty] | TN | 2021-02-22 | Petfood r% 10->12% en R% 13-> 17% aangepast
[7 empty] | TN | 2021-03-10 | LoQ dry was 10-> 20, wet was 3-> 5
Sample amount required | 100g | [5 empty] | TN | 2022-08-01 | Avio val: LoQ solid 20 naar 10; r% PET 12 naar 18, R% BFF 12 naar 15, PET 17 naar 20, Cacoa 12 naar 15%
[7 empty] | TN | 2022-08-01 | Avio val: MU% BFF 10 naar 15, Pet 10 naar 15; Cacoa 10 naar 15; Cul 18 naar 20
Matrix | Accredited (Q) | Measurement uncertainty (MU%) | Reproducibility (R%) | Repeatability (r%) | LoQ Solid Product | LoQ Liquid Product | TN | 2023-06-01 | FSMP toegevoegd
Milk products | Q | 10% | 10% | 10% | 10 mg/100g | 2.5 mg/100g | TN | 2023-08-01 | Nav hervalidatie Pet 2023: r% BFF<10%, Cul<10%, R% DDP<10% BFF<10% NQK<15% Cul<15%, MU DDP<10%
FSMP | Q | 10% | 10% | 10% | 10 mg/100g | 2.5 mg/100g | TN | 2023-12-01 | FSMP Q uitgezet, deze was in Juni 2023 al in het LIMS uitgezet
Culinary | Q | 20% | 15% | 10% | * | * | TN | 2024-04-03 | FSMP Q toegevoegd.
Cereals | Q | 15% | 10% | 10% | 10 mg/100g | 2.5 mg/100g
Cocoa |  | 15% | 15% | 10% | * | *
Petfoods |  |  |  |  | * | *
Oils & Fats
Micronutrient Premix
*) LOQ per matrix available on request
Return to Dashboard

## Sodium-Na Petfood
[7 empty] | Paraaf | Datum | Aanpassing
ANALYTICAL METHODS NQAC NUNSPEET, THE NETHERLANDS | [6 empty] | TN | 2023-06-01 | Aparte mineralen methode voor petfoods
Accredited according to ISO 17025 for all analyses indicated with "Q" in the matrices defined | [6 empty] | TN | 2024-01-18 | Zwavel+ 9 Mineralen in petfood officieel geaccrediteerd
IB95.8030.300 Date issued: | 2025-02-18
Analysis | Minerals - Sodium Petfood
NQAC method | HI00.1500.140
Nestlé method | AOAC2011.14
Reference to international method | AOAC2011.14
Principle of method | ICP-OES
Sample amount required | 100g
Matrix | Accredited (Q) | Measurement uncertainty (MU%) | Reproducibility (R%) | Repeatability (r%) | LoQ Solid Product | LoQ Liquid Product
Petfoods | Q | 20 | 20 | 10 | 10 mg/100g | 3 mg/100g
Return to Dashboard

## Zinc-Zn
[7 empty] | Paraaf | Datum | Aanpassing
ANALYTICAL METHODS NQAC NUNSPEET, THE NETHERLANDS | [6 empty] | MiK | 2010-05-17 | 1ste versie nieuw overzicht
Accredited according to ISO 17025 for all analyses indicated with "Q" in the matrices defined | [6 empty] | MiK | 2011-05-16 | Nitric acid destruction als opmerking toegevoegd
IB95.8030.300 Date issued: | 2025-02-18 | [5 empty] | MiK | 2012-01-09 | LOQ Natrium (was 6 en 2 mg/100g)en Kalium aangepast (was 10 en 3 mg/100g)
[7 empty] | MiK | 2013-11-06 | Methode van HI naar LI-HI aangepast
[7 empty] | MiK | 2014-05-21 | LI-HI aangepast naar HI
[7 empty] | MiK | 2014-05-21 | Wetmix/Drymix aangepast naar Milkproducts
[7 empty] | MiK | 2014-07-01 | Gegevens van HI00.1500.130 hierin verwerkt (petfood)
Analysis | Minerals - Zinc | [5 empty] | MiK | 2014-09-08 | Accreditation vak weggehaald en bij Matrix (Q) toegevoegd iom LN/TN
[7 empty] | TN | 2015-05-01 | AOAC2011.14 is nu de officiele Nestle "LI" methode
NQAC method | HI00.1500.120 | [5 empty] | JVE | 2016-08-16 | Culinairy(Q) toegevoegd, loq's, mu's, R en r geupdate
Nestlé method | AOAC2011.14 | [5 empty] | MiK | 2016-08-17 | Nieuwe layout
Reference to international method | AOAC2011.14 | [5 empty] | TN | 2018-07-20 | Variabiliteit in cereals in praktijkmonsters tgv inhomogeniteit hoger (zie validatierap 8300)
[7 empty] | TN | 2019-04-26 | AOAC2011.14 als refentiemethode ipv AOAC 984.27
Principle of method | ICP-OES | [5 empty] | TN | 2021-02-22 | Petfood r% 10->12% en R% 13-> 17% aangepast
[7 empty] | TN | 2022-08-01 | Avio val: LoQ solid 0.2 naar 0.4 ; r% PET 12 naar 18, R% BFF 12 naar 15, PET 17 naar 20, Cacoa 12 naar 15%
Sample amount required | 100g | [5 empty] | TN | 2022-08-01 | Avio val: MU% BFF 10 naar 15, Pet 10 naar 15; Cacoa 10 naar 20; Cul 18 naar 20
[7 empty] | TN | 2023-06-01 | FSMP toegevoegd
Matrix | Accredited (Q) | Measurement uncertainty (MU%) | Reproducibility (R%) | Repeatability (r%) | LoQ Solid Product | LoQ Liquid Product | TN | 2023-08-01 | Nav hervalidatie Pet 2023: r% BFF<15%, Cul<10%, R% DDP<10% BFF<10% NQK<15% Cul<15%, MU DDP<10% uitzond Cu/Mn/Zn/Na
Milk products | Q | 15% | 10% | 10% | 0.4 mg/100g | 0.1 mg/100g | TN | 2023-12-01 | FSMP Q uitgezet, deze was in Juni 2023 al in het LIMS uitgezet
FSMP | Q | 15% | 10% | 10% | 0.4 mg/100g | 0.1 mg/100g | TN | 2024-04-03 | FSMP Q toegevoegd.
Culinary | Q | 20% | 15% | 10% | * | *
Cereals | Q | 15% | 10% | 10% | 0.4 mg/100g | 0.1 mg/100g
Cocoa |  | 15% | 15% | 10% | * | *
Petfoods |  |  |  |  | * | *
Oils & Fats
Micronutrient Premix
*) LOQ per matrix available on request
Return to Dashboard

## Zinc-Zn Petfood
[7 empty] | Paraaf | Datum | Aanpassing
ANALYTICAL METHODS NQAC NUNSPEET, THE NETHERLANDS | [6 empty] | TN | 2023-06-01 | Aparte mineralen methode voor petfoods
Accredited according to ISO 17025 for all analyses indicated with "Q" in the matrices defined | [6 empty] | TN | 2024-01-18 | Zwavel+ 9 Mineralen in petfood officieel geaccrediteerd
IB95.8030.300 Date issued: | 2025-02-18
Analysis | Minerals - Zinc Petfood
NQAC method | HI00.1500.140
Nestlé method | AOAC2011.14
Reference to international method | AOAC2011.14
Principle of method | ICP-OES
Sample amount required | 100g
Matrix | Accredited (Q) | Measurement uncertainty (MU%) | Reproducibility (R%) | Repeatability (r%) | LoQ Solid Product | LoQ Liquid Product
Petfoods | Q | 20 | 20 | 10 | 0.4 mg/100g | 0.1 mg/100g
Return to Dashboard

## Sulfur-S petfood
[7 empty] | Paraaf | Datum | Aanpassing
ANALYTICAL METHODS NQAC NUNSPEET, THE NETHERLANDS | [6 empty] | TN | 2023-06-01 | Nieuwe zwavelmethode voor petfoods
Accredited according to ISO 17025 for all analyses indicated with "Q" in the matrices defined | [6 empty] | TN | 2024-01-18 | Zwavel+ 9 mineralen methode in petfoods officieel geaccrediteerd
IB95.8030.300 Date issued: | 2025-02-18
Analysis | Sulfur in Petfoods
NQAC method | HI00.1500.140
Nestlé method | AOAC2011.14
Reference to international method | AOAC2011.14
Principle of method | ICP-OES
Sample amount required | 100g
Matrix | Accredited (Q) | Measurement uncertainty (MU%) | Reproducibility (R%) | Repeatability (r%) | LoQ Solid Product | LoQ Liquid Product
Petfoods | Q | 20% | 20% | 10% | 25 mg/100g | 7 mg/100g
Return to Dashboard

## Chloride-Cl
[7 empty] | Paraaf | Datum | Aanpassing
ANALYTICAL METHODS NQAC NUNSPEET, THE NETHERLANDS | [6 empty] | MiK | 2010-05-17 | 1ste versie nieuw overzicht
Accredited according to ISO 17025 for all analyses indicated with "Q" in the matrices defined | [6 empty] | MiK | 2011-01-05 | LOQ vast van 4 naar 11mg/100g, LOQ vloeibaar van 1 naar 2 mg/100g
IB95.8030.300 Date issued: | 2025-02-18 | [5 empty] | MiK | 2013-11-06 | Methode van HI naar LI-HI aangepast
[7 empty] | MiK | 2014-05-21 | LI-HI aangepast naar HI
[7 empty] | MiK | 2014-05-21 | Wetmix/Drymix aangepast naar Milkproducts
[7 empty] | MiK | 2014-09-08 | Accreditation vak weggehaald en bij Matrix (Q) toegevoegd iom LN/TN
[7 empty] | JvE | 2016-08-16 | matrix Culinairy(Q) toegevoegd en mu + r cereals geupdate
Analysis | Chloride | [5 empty] | MiK | 2016-08-17 | Nieuwe layout
[7 empty] | jve | 2016-09-02 | verwijzing naar internationale methode ge-update
NQAC method | HI00.1620.300 | [5 empty] | TN | 2020-09-09 | MU cereals typefout 5.8%, in VF staat 5.3%
Nestlé method | LI00.580-3 | [5 empty] | TN | 2023-06-01 | FSMP toegevoegd
Reference to international method | J. A0AC 57, 1974, p1209 AOAC 2016.03 | [5 empty] | TN | 2023-12-01 | FSMP Q uitgezet, deze was in Juni 2023 al in het LIMS uitgezet
[7 empty] | TN | 2024-12-10 | FSMP MU=7% (ipv2.8%) iR=8%(ipv2.5%) r=8% (ipv1.5%)
Principle of method | Potentiometric | [5 empty] | TN | 2024-12-10 | Cereal MU= 3% (ipv5.3%) iR= % 2.5 (ipv 6%) r=% (ipv1.5%)
[7 empty] | TN | 2024-12-10 | Milkproducts MU=2.5 % (ipv 2.8%) op basis van laatste VF
Sample amount required | 50g | [5 empty] | TN | 2024-04-03 | FSMP Q toegevoegd.
[7 empty] | TN | 2024-07-04 | Na extra validatietesten FSMP r%, R% en MU% aangepast incl r% en R% Cereals.
Matrix | Accredited (Q) | Measurement uncertainty (MU%) | Reproducibility (R%) | Repeatability (r%) | LoQ Solid Product | LoQ Liquid Product
Milk products | Q | 2.5% | 2.5% | 1.5% | 11 mg/100g | 2 mg/100g
FSMP | Q | 6% | 5% | 2.5% | 11 mg/100g | 2 mg/100g
Culinary | Q | 6% | 8% | 4.5% | 11 mg/100g | 2 mg/100g
Cereals | Q | 3.0 % | 6% | 2.5% | 11 mg/100g | 2 mg/100g
Cocoa
Petfoods
Oils & Fats
Micronutrient Premix
Return to Dashboard

## Fluoride Petfoods
[7 empty] | Paraaf | Datum | Aanpassing
ANALYTICAL METHODS NQAC NUNSPEET, THE NETHERLANDS | [6 empty] | TN | 2024-09-13 | Insourcen van Fluoride in Petfoods (voorheen outsourced naar Nutricontrol)
Accredited according to ISO 17025 for all analyses indicated with "Q" in the matrices defined
IB95.8030.300 Date issued: | 2025-02-18
Analysis | Fluoride in petfoods
NQAC method | HI00.1450.500
Nestlé method
Reference to international method | NEN-EN 16279
Principle of method | Ion Selective Electrode
Sample amount required | 100 g
Matrix | Accredited (Q) | Measurement uncertainty (MU%) | Reproducibility (R%) | Repeatability (r%) | LoQ Solid Product | LoQ Liquid Product
Milk products
FSMP
Culinary
Cereals
Cocoa
Petfoods |  | 15% | 20% | 15% | 4 mg/kg | 4 mg/kg
Oils & Fats
Micronutrient Premix
Return to Dashboard
Return to Dashboard
Return to Dashboard
Return to Dashboard

## Fluoride-F
[7 empty] | Paraaf | Datum | Aanpassing
ANALYTICAL METHODS NQAC NUNSPEET, THE NETHERLANDS | [6 empty] | MiK | 2010-05-17 | 1ste versie nieuw overzicht (geen validatie file)
Accredited according to ISO 17025 for all analyses indicated with "Q" in the matrices defined | [6 empty] | MiK | 2012-06-11 | MU, r% and R% aangepast na validatie fluoride
IB95.8030.300 Date issued: | 2025-02-18 | [5 empty] | MiK | 2013-02-19 | R en r uitgesplitst in <150 ug/100g Fluoride en >150 ug/100g Fluoride
[7 empty] | MiK | 2013-11-06 | Methode van HI naar LI-HI aangepast
[7 empty] | MiK | 2014-05-21 | LI-HI aangepast naar HI
[7 empty] | MiK | 2014-05-21 | Wetmix/Drymix aangepast naar Milkproducts
[7 empty] | TP | 2014-07-03 | Limits of Quantification Liquid en vast aangepast
Analysis | Fluoride | [5 empty] | MiK | 2014-09-08 | Accreditation vak weggehaald en bij Matrix (Q) toegevoegd iom LN/TN
[7 empty] | MiK | 2016-02-22 | R% en r% aangepast, stond > 10%, dit moet <10% zijn.
NQAC method | HI00.1450.300 | [5 empty] | MiK | 2016-08-17 | Nieuwe layout
Nestlé method | LI12.504 | [5 empty] | TN | 2018-12-12 | R en r grenzen aangepast nav Fluoride autosampler validatie
Reference to international method | L. Perring and B. Bourqui (2002) R&D Report RE-RD020061 | [5 empty] | TN | 2023-06-01 | Milkproducts aangepast naar Milkproducts-FSMP
[7 empty] | TN | 2023-12-01 | FSMP Q uitgezet, deze was in Juni 2023 al in het LIMS uitgezet
Principle of method | Ion selective electrode | [5 empty] | TN | 2024-04-03 | FSMP Q toegevoegd.
Sample amount required | 50g
Matrix | Accredited (Q) | Measurement uncertainty (MU%) | Reproducibility (R%) | Repeatability (r%) | LoQ Solid Product | LoQ Liquid Product
Milk products > 150 µg/100g | Q | 15% | 12% | 12% | 40 µg/100g | 6 µg/100g
Milk products < 150 µg/100g | Q | 15% | 30 µg/100g | 30 µg/100g | 40 µg/100g | 6 µg/100g
Culinary
Cereals
Cocoa
Petfoods
Oils & Fats
Micronutrient Premix
FSMP > 150 µg/100g | Q | 15% | 12% | 12% | 40 µg/100g | 6 µg/100g
FSMP < 150 µg/100g | Q | 15% | 30 µg/100g | 30 µg/100g | 40 µg/100g | 6 µg/100g
Return to Dashboard

## Osmolality-Freezing Point
[7 empty] | Paraaf | Datum | Aanpassing
ANALYTICAL METHODS NQAC NUNSPEET, THE NETHERLANDS | [6 empty] | MiK | 2010-05-17 | 1ste versie nieuw overzicht (geen validatierapport)
Accredited according to ISO 17025 for all analyses indicated with "Q" in the matrices defined | [6 empty] | MiK | 2014-05-21 | Wetmix/Drymix aangepast naar Milkproducts
IB95.8030.300 Date issued: | 2025-02-18 | [5 empty] | MiK | 2014-09-08 | Accreditation vak weggehaald iom LN/TN
[7 empty] | MiK | 2016-08-17 | Nieuwe layout
[7 empty] | TN | 2016-10-31 | Aanpassing r% grenzen aan validatiefile, toevoegen R% en MU
[7 empty] | JvE | 2017-08-21 | scope aanpassing; Q toegevoegd
[7 empty] | TN | 2021-03-09 | Validatie nieuwe Osmometer, update VF08.0619.000 March 2021: MU 6-> 15%; R 6-> 8%
Analysis | Osmolality (LI08.066) | [5 empty] | TN | 2021-06-09 | LoQ conform VF aangepast van 50 naar 100 mOsm/kg
[7 empty] | TN | 2021-12-06 | LoQ conform stond op 100 mOsm/kg maar moest 0 mOsm/kg zijn
NQAC method | HI08.0619.000 | [5 empty] | TN | 2023-06-01 | FSMP toegevoegd
Nestlé method | LI08.066 | [5 empty] | TN | 2023-12-01 | FSMP Q uitgezet, deze was in Juni 2023 al in het LIMS uitgezet
Reference to international method | [6 empty] | TN | 2024-04-01 | LoQ van 0 op 10 mOsm/kg (zie mail RP 20.3.2024)
[7 empty] | TN | 2024-04-03 | FSMP Q toegevoegd.
Principle of method | Freezing point depression
Sample amount required | 50g
Matrix | Accredited (Q) | Measurement uncertainty (MU%) | Reproducibility (R%) | Repeatability (r%) | LoQ Solid Product | LoQ Liquid Product
Milk products | Q | 15% | 8% | 4% | 10 mOsm/kg | 10 mOsm/kg
FSMP | Q | 15% | 8% | 4% | 10 mOsm/kg | 10 mOsm/kg
Culinary
Cereals
Cocoa
Petfoods
Oils & Fats
Micronutrient Premix
Return to Dashboard

## Osmolality-Vapour Pressure
[7 empty] | Paraaf | Datum | Aanpassing
ANALYTICAL METHODS NQAC NUNSPEET, THE NETHERLANDS | [6 empty] | MiK | 2010-05-17 | 1ste versie nieuw overzicht (geen validatierapport)
Accredited according to ISO 17025 for all analyses indicated with "Q" in the matrices defined | [6 empty] | MiK | 2014-05-21 | Wetmix/Drymix aangepast naar Milkproducts
IB95.8030.300 Date issued: | 2025-02-18 | [5 empty] | MiK | 2014-09-08 | Accreditation vak weggehaald iom LN/TN
[7 empty] | TN | 2014-09-16 | HI00.0619.100 was al LI-HI08.067 geworden alleen nog niet op de lijst aangepast
[7 empty] | MiK | 2016-08-17 | Nieuwe layout
[7 empty] | TN | 2016-10-31 | Aanpassing r% grenzen aan validatiefile, toevoegen R% en MU
[7 empty] | JvE | 2017-08-21 | scope aanpassing; Q toegevoegd
Analysis | Osmolality (LI08.067) | [5 empty] | TN | 2019-01-23 | NQAC methode aangepast naar LI-08.067
[7 empty] | TN | 2021-03-09 | Update VF file : MU 7-> 15% ; R 8-> 10% ;
NQAC method | LI-08.067 | [5 empty] | TN | 2021-06-09 | LoQ conform VF aangepast van 10 naar 0 mOsm/kg (er wordt met water gekalibreerd op 0)
Nestlé method | LI-08.067 | [5 empty] | TN | 2021-12-06 | LoQ conform stond op 0 mOsm/kg maar moest 100 mOsm/kg zijn
Reference to international method | Sweeney TE, Beuchat CA, Am J Physiol (1993) 264: R469-R480 | [5 empty] | TN | 2023-06-01 | FSMP toegevoegd
[7 empty] | TN | 2023-12-01 | FSMP Q uitgezet, deze was in Juni 2023 al in het LIMS uitgezet
Principle of method | Vapour pressure | [5 empty] | TN | 2024-04-03 | FSMP Q toegevoegd.
Sample amount required | 50g
Matrix | Accredited (Q) | Measurement uncertainty (MU%) | Reproducibility (R%) | Repeatability (r%) | LoQ Solid Product | LoQ Liquid Product
Milk products | Q | 15% | 10% | 6% | 100 mOsm/kg | 100 msOsm/kg
FSMP | Q | 15% | 10% | 6% | 100 mOsm/kg | 100 msOsm/kg
Culinary
Cereals
Cocoa
Petfoods
Oils & Fats
Micronutrient Premix
Return to Dashboard

## Fatty Acids 511
[7 empty] | Paraaf | Datum | Aanpassing
ANALYTICAL METHODS NQAC NUNSPEET, THE NETHERLANDS | [6 empty] | MiK | 2010-05-10 | 1ste versie nieuw overzicht
Accredited according to ISO 17025 for all analyses indicated with "Q" in the matrices defined | [6 empty] | MiK | 2013-11-06 | Methode van HI naar LI-HI aangepast
IB95.8030.300 Date issued: | 2025-02-18 | [5 empty] | MiK | 2014-05-21 | LI-HI aangepast naar HI
[7 empty] | MiK | 2014-05-21 | Wetmix/Drymix aangepast naar Milkproducts
[7 empty] | MiK | 2014-09-08 | Accreditation vak weggehaald en bij Matrix (Q) toegevoegd iom LN/TN
[7 empty] | MiK | 2016-08-17 | Nieuwe layout
[7 empty] | TN | 2019-04-19 | r en R% en MU aangepast naar het validatierapport 511
Analysis | Fatty Acids (511) | [5 empty] | TN | 2022-04-06 | r en R% en MU nu ook voor olie invuld
[7 empty] | TN | 2023-06-01 | Milkproduct aangepast naar Milkproduct - FSMP
NQAC method | HI00.0250.511 | [5 empty] | TN | 2023-12-01 | FSMP Q uitgezet, deze was in Juni 2023 al in het LIMS uitgezet
Nestlé method | LI00.511-2 | [5 empty] | TN | 2024-04-03 | FSMP Q toegevoegd.
Reference to international method | IUPAC method 2.301 and 2.304
Principle of method | GLC
Sample amount required | 50g
Matrix | Accredited (Q) | Measurement uncertainty (MU%) | Reproducibility (R%) | Repeatability (r%) | LoQ Solid Product | LoQ Liquid Product
Milk products ≥ 0.2 g FA/100g | Q | 8% * | 11% | 10% | 0.01 % | 0.002%
Milk products < 0.2 g FA/100g | Q | 12%* | 17% | 15% | 0.01 % | 0.002%
Culinary
Cereals
Cocoa
Petfoods
Oils & Fats FA ≥ 0.2% | Q | 8% * | 11% | 10% | 0.05 % | 0.05%
Oils & Fats FA < 0.2% | Q | 12%* | 17% | 15% | 0.05 % | 0.05%
Micronutrient Premix
FSMP FA ≥ 0.2 g FA/100g | Q | 8% * | 11% | 10% | 0.01 % | 0.002%
FSMP FA < 0.2 g FA/100g | Q | 12%* | 17% | 15% | 0.01 % | 0.002%
*) MU per component available on request
Return to Dashboard

## Fatty Acids 512-ISO16958
[7 empty] | Paraaf | Datum | Aanpassing
ANALYTICAL METHODS NQAC NUNSPEET, THE NETHERLANDS | [6 empty] | MiK | 2010-05-10 | 1ste versie nieuw overzicht (geen validatie file)
Accredited according to ISO 17025 for all analyses indicated with "Q" in the matrices defined | [6 empty] | MiK | 2011-12-01 | Q toegevoegd
IB95.8030.300 Date issued: | 2025-02-18 | [5 empty] | MiK | 2011-12-19 | MU toegevoegd, LOQ liquid aangepast, Matrix Infant formulae ipv milkproducts
[7 empty] | MiK | 2012-12-11 | R% en r% toegevoegd
[7 empty] | MiK | 2013-11-06 | Methode van HI naar LI-HI aangepast
[7 empty] | MiK | 2014-05-21 | LI-HI aangepast naar HI
[7 empty] | MiK | 2014-09-08 | Accreditation vak weggehaald en bij Matrix (Q) toegevoegd iom LN/TN
Analysis | Fatty Acids (512 / ISO16958) | [5 empty] | MiK | 2014-09-08 | Matrix van Infant Formulae naar Milk and Milkpowder aangepast
[7 empty] | MiK | 2016-08-17 | Nieuwe layout
NQAC method | HI00.0251.512 | [5 empty] | TN | 2019-04-16 | Q verwijderd voor HI00.0250.512 ivm nieuwe accreditatie HI00.0251.512
Nestlé method | ISO-16958 | [5 empty] | TN | 2019-07-01 | HI00.0250.512 vervangen door HI00.0251.512, Q weer toegevoegd. LoQ solid naar 0.002, LoQ liquid naar 0.001
Reference to international method | ISO-16958 | [5 empty] | TN | 2023-06-01 | Milkproduct aangepast naar Milkproduct - FSMP
[7 empty] | TN | 2023-12-01 | FSMP Q uitgezet, deze was in Juni 2023 al in het LIMS uitgezet
Principle of method | GC-FID | [5 empty] | TN | 2024-04-03 | FSMP Q toegevoegd.
Sample amount required | 50g
Matrix | Accredited (Q) | Measurement uncertainty (MU%) | Reproducibility (R%) | Repeatability (r%) | LoQ Solid Product | LoQ Liquid Product
Milk products ≥ 0.1 g FA/100g | Q | 15% | 15% | 10% | 0.002 g FA/100g | 0.001 g FA/100g
Milk products < 0.1 g FA/100g | Q | 35% | 40% | 30% | 0.002 g FA/100g | 0.001 g FA/100g
Culinary
Cereals
Cocoa
Petfoods
Oils & Fats
Micronutrient Premix
FSMP ≥ 0.1 g FA/100g | Q | 15% | 15% | 10% | 0.002 g FA/100g | 0.001 g FA/100g
FSMP < 0.1 g FA/100g | Q | 35% | 40% | 30% | 0.002 g FA/100g | 0.001 g FA/100g
Return to Dashboard

## Fatty Acids 513
[7 empty] | Paraaf | Datum | Aanpassing
ANALYTICAL METHODS NQAC NUNSPEET, THE NETHERLANDS | [6 empty] | MiK | 2010-05-10 | 1ste versie nieuw overzicht
Accredited according to ISO 17025 for all analyses indicated with "Q" in the matrices defined | [6 empty] | MiK | 2010-05-17 | Accreditatie toegevoegd (mail TN 17/05)
IB95.8030.300 Date issued: | 2025-02-18 | [5 empty] | MiK | 2012-12-11 | R% en r% toegevoegd
[7 empty] | MiK | 2013-11-06 | Methode van HI naar LI-HI aangepast
[7 empty] | MiK | 2014-02-12 | LOQ liquid en fat toegevoegd
[7 empty] | MiK | 2014-05-21 | LI-HI aangepast naar HI
[7 empty] | MiK | 2014-09-08 | Accreditation vak weggehaald en bij Matrix (Q) toegevoegd iom LN/TN
Analysis | Fatty Acids (513) | [5 empty] | MiK | 2016-08-17 | Nieuwe layout
[7 empty] | JvE | 2017-03-16 | (Q) toegevoegd voor petfoods en culinairy nav scope uitbreiding
NQAC method | HI00.0250.513 | [5 empty] | TN | 2019-02-15 | Prestatiekenmerken Petfoods en culinary " idem cereals" vermeld
Nestlé method | LI00.513 | [5 empty] | TN | 2023-06-01 | 0.01-019% de r% aangepast van 40% naar 28% (zie mail RR 2.2.2023)
Reference to international method | Lepage G. Roy C.C. - J. lip.Res, 25:1391-1396 (1984) | [5 empty] | TN | 2023-08-01 | LoQ liquid verwijderd omdat we die niet met 513 maar met 511 doen (niet gevriesdroogd)
[7 empty] | TN | 2023-08-01 | 10% r voor 1-80% aangepast nav mail RR feb 2023
Principle of method | GLC
Sample amount required | 50g
Matrix | Accredited (Q) | Measurement uncertainty (MU%) | Reproducibility (R%) | Repeatability (r%) | LoQ Solid Product | LoQ Liquid Product
Milk products
Culinary | Q | idem cereals | idem cereals | idem cereals | 0.01 g FA/100g
Cereals | Q | 20% for FA <0.2% 15% for FA >0.2% (*) | 28% for FA <0.2% 21% for FA >0.2% | 28% for FA 0.01-0.19% 20% for FA 0.20-0.99% 10% for FA 1.00-80% | 0.01 g FA/100g
Cocoa
Petfoods | Q | idem cereals | idem cereals | idem cereals | 0.01 g FA/100g | 0.002 g FA/100g
Oils & Fats
Micronutrient Premix
*) MU per component available on request
Return to Dashboard

## Nucleo-AMP
[7 empty] | Paraaf | Datum | Aanpassing
ANALYTICAL METHODS NQAC NUNSPEET, THE NETHERLANDS | [6 empty] | MiK | 2010-11-11 | 1ste versie nieuw overzicht
Accredited according to ISO 17025 for all analyses indicated with "Q" in the matrices defined | [6 empty] | MiK | 2011-02-08 | Q toegevoegd
IB95.8030.300 Date issued: | 2025-02-18 | [5 empty] | MiK | 2012-03-14 | R% en r% bij wetmix en drymix hetzelfde gezet, iom TN
[7 empty] | MiK | 2013-11-06 | Methode van HI naar LI-HI aangepast
[7 empty] | MiK | 2014-05-21 | LI-HI aangepast naar HI
[7 empty] | MiK | 2014-06-30 | Nestle method aangepast van LI08.100-1 naar LI08.100-2
[7 empty] | MiK | 2014-09-08 | Accreditation vak weggehaald en bij Matrix (Q) toegevoegd iom LN/TN
Analysis | Nucleotides - adenosine 5'-monophosphate (5'-AMP) | [5 empty] | MiK | 2016-02-22 | Aangepast van HPLC methode naar LCMS
[7 empty] | MiK | 2016-08-17 | Nieuwe layout
NQAC method | HI00.3300.000 | [5 empty] | JvE | 2017-08-21 | scope aanpassing; Q toegevoegd
Nestlé method | AOAC 2011.21 | [5 empty] | TN | 2019-01-23 | NQAC method aangepast naar LI-00.606
Reference to international method | AOAC 2011.21 | [5 empty] | TN | 2020-03-23 | NQAC en Nestle referentiemethode aangepast naar AOAC 2011.21, Q verwijderd
[7 empty] | TN | 2020-09-30 | Accreditatie AOAC methode sinds 21/08/2020, Q toegevoegd
Principle of method | LC-MSMS | [5 empty] | TN | 2021-02-10 | LoQ premix toegevoegd
[7 empty] | TN | 2021-12-06 | LoQ premix nucleotide apart in nieuw IB alleen voor Nucleotiden toegevoegd
Sample amount required | 50g | [5 empty] | TN | 2021-12-06 | Matrix IF & ADF specified
[7 empty] | TN | 2023-06-01 | Infant Formula HA veranderd in FSMP
Matrix | Accredited (Q) | Measurement uncertainty (MU%) | Reproducibility (R%) | Repeatability (r%) | LoQ Solid Product | LoQ Liquid Product | TN | 2023-12-01 | FSMP Q uitgezet, deze was in Juni 2023 al in het LIMS uitgezet. Ipv Infant Formula Milkproducts ingevuld (omdat we IF niet als groep hebbe)
Milkproducts | Q | 16% | 11% | 8% | 0.2 mg/100g | 0.02 mg/100g | TN | 2024-04-03 | AOAC2011.21 aangepast naar HI00.3300.000 & FSMP toegevoegd aan scope
FSMP | Q | 16% | 11% | 8% | 0.2 mg/100g | 0.02 mg/100g | TN | 2024-05-23 | Officeel HI00.3300.000 aangepast in de Golden Inspectionplans
Culinary
Cereals
Cocoa
Petfoods
Oils & Fats
Micronutrient Premix |  | 16% | 11% | 8% | 4 mg/100g
Adult Nutritional Formula |  | 16% | 11% | 8% | 0.2 mg/100g | 0.02 mg/100g
Return to Dashboard

## Nucleo-CMP
[7 empty] | Paraaf | Datum | Aanpassing
ANALYTICAL METHODS NQAC NUNSPEET, THE NETHERLANDS | [6 empty] | MiK | 2010-11-11 | 1ste versie nieuw overzicht
Accredited according to ISO 17025 for all analyses indicated with "Q" in the matrices defined | [6 empty] | MiK | 2011-02-08 | Q toegevoegd
IB95.8030.300 Date issued: | 2025-02-18 | [5 empty] | MiK | 2012-03-14 | R% en r% bij wetmix en drymix hetzelfde gezet, iom TN
[7 empty] | MiK | 2013-11-06 | Methode van HI naar LI-HI aangepast
[7 empty] | MiK | 2014-05-21 | LI-HI aangepast naar HI
[7 empty] | MiK | 2014-06-30 | Nestle method aangepast van LI08.100-1 naar LI08.100-2
[7 empty] | MiK | 2014-09-08 | Accreditation vak weggehaald en bij Matrix (Q) toegevoegd iom LN/TN
Analysis | Nucleotides - cytidine 5'-monophopshate (5'-CMP) | [5 empty] | MiK | 2016-02-22 | Aangepast van HPLC methode naar LCMS
[7 empty] | MiK | 2016-08-17 | Nieuwe layout
NQAC method | HI00.3300.000 | [5 empty] | JvE | 2017-08-21 | scope aanpassing; Q toegevoegd
Nestlé method | AOAC 2011.21 | [5 empty] | TN | 2019-01-23 | NQAC method aangepast naar LI-00.606
Reference to international method | AOAC 2011.21 | [5 empty] | TN | 2020-03-23 | NQAC en Nestle referentiemethode aangepast naar AOAC 2011.21 , Q verwijderd
[7 empty] | TN | 2020-09-30 | Accreditatie AOAC methode sinds 21/08/2020, Q toegevoegd
Principle of method | LC-MSMS | [5 empty] | TN | 2021-02-10 | LoQ premix toegevoegd
[7 empty] | TN | 2021-12-06 | LoQ premix nucleotide apart in nieuw IB alleen voor Nucleotiden toegevoegd
Sample amount required | 50g | [5 empty] | TN | 2021-12-06 | Matrix IF & ADF specified
[7 empty] | TN | 2023-06-01 | Infant Formula HA veranderd in FSMP
Matrix | Accredited (Q) | Measurement uncertainty (MU%) | Reproducibility (R%) | Repeatability (r%) | LoQ Solid Product | LoQ Liquid Product | TN | 2023-12-01 | FSMP Q uitgezet, deze was in Juni 2023 al in het LIMS uitgezet. Ipv Infant Formula Milkproducts ingevuld (omdat we IF niet als groep hebbe)
Milkproducts | Q | 14% | 11% | 8% | 0.2 mg/100g | 0.02 mg/100g | TN | 2024-04-03 | AOAC2011.21 aangepast naar HI00.3300.000 & FSMP toegevoegd aan scope
FSMP | Q | 14% | 11% | 8% | 0.2 mg/100g | 0.02 mg/100g
Culinary
Cereals
Cocoa
Petfoods
Oils & Fats
Micronutrient Premix |  | 14% | 11% | 8% | 4 mg/100g
Adult Nutritional Formula |  | 14% | 11% | 8% | 0.2 mg/100g | 0.02 mg/100g
Return to Dashboard

## Nucleo-GMP
[7 empty] | Paraaf | Datum | Aanpassing
ANALYTICAL METHODS NQAC NUNSPEET, THE NETHERLANDS | [6 empty] | MiK | 2010-11-11 | 1ste versie nieuw overzicht
Accredited according to ISO 17025 for all analyses indicated with "Q" in the matrices defined | [6 empty] | MiK | 2011-02-08 | Q toegevoegd
IB95.8030.300 Date issued: | 2025-02-18 | [5 empty] | MiK | 2012-03-14 | R% en r% bij wetmix en drymix hetzelfde gezet, iom TN
[7 empty] | MiK | 2013-11-06 | Methode van HI naar LI-HI aangepast
[7 empty] | MiK | 2014-05-21 | LI-HI aangepast naar HI
[7 empty] | MiK | 2014-06-30 | Nestle method aangepast van LI08.100-1 naar LI08.100-2
[7 empty] | MiK | 2014-09-08 | Accreditation vak weggehaald en bij Matrix (Q) toegevoegd iom LN/TN
Analysis | Nucleotides - guanosine 5'-monophopshate (5'-GMP) | [5 empty] | MiK | 2016-02-22 | Aangepast van HPLC methode naar LCMS
[7 empty] | MiK | 2016-08-17 | Nieuwe layout
NQAC method | HI00.3300.000 | [5 empty] | JvE | 2017-08-21 | scope aanpassing; Q toegevoegd
Nestlé method | AOAC 2011.21 | [5 empty] | TN | 2019-01-23 | NQAC method aangepast naar LI-00.606
Reference to international method | AOAC 2011.21 | [5 empty] | TN | 2020-03-13 | NQAC en Nestle methode aangepast naar AOAC 2011.21, Q verwijderd
[7 empty] | TN | 2020-09-30 | Accreditatie AOAC methode sinds 21/08/2020, Q toegevoegd
Principle of method | LC-MSMS | [5 empty] | TN | 2021-02-10 | LoQ premix toegevoegd
[7 empty] | TN | 2021-12-06 | LoQ premix nucleotide apart in nieuw IB alleen voor Nucleotiden toegevoegd
Sample amount required | 50g | [5 empty] | TN | 2021-12-06 | Matrix IF & ADF specified
[7 empty] | TN | 2023-06-01 | Infant Formula HA veranderd in FSMP
Matrix | Accredited (Q) | Measurement uncertainty (MU%) | Reproducibility (R%) | Repeatability (r%) | LoQ Solid Product | LoQ Liquid Product | TN | 2024-04-03 | AOAC2011.21 aangepast naar HI00.3300.000 & FSMP toegevoegd aan scope
Milkproducts | Q | 18% | 14% | 10% | 0.2 mg/100g | 0.02 mg/100g
FSMP | Q | 20% | 22% | 10% | 0.2 mg/100g | 0.02 mg/100g
Culinary
Cereals
Cocoa
Petfoods
Oils & Fats
Micronutrient Premix |  | 18% | 14% | 10% | 4 mg/100g
Adult Nutritional Formula |  | 18% | 14% | 10% | 0.2 mg/100g | 0.02 mg/100g
Return to Dashboard

## Nucleo-UMP
[7 empty] | Paraaf | Datum | Aanpassing
ANALYTICAL METHODS NQAC NUNSPEET, THE NETHERLANDS | [6 empty] | MiK | 2010-11-11 | 1ste versie nieuw overzicht
Accredited according to ISO 17025 for all analyses indicated with "Q" in the matrices defined | [6 empty] | MiK | 2011-02-08 | Q toegevoegd
IB95.8030.300 Date issued: | 2025-02-18 | [5 empty] | MiK | 2012-03-14 | R% en r% bij wetmix en drymix hetzelfde gezet, iom TN
[7 empty] | MiK | 2013-11-06 | Methode van HI naar LI-HI aangepast
[7 empty] | MiK | 2014-05-21 | LI-HI aangepast naar HI
[7 empty] | MiK | 2014-06-30 | Nestle method aangepast van LI08.100-1 naar LI08.100-2
[7 empty] | MiK | 2014-09-08 | Accreditation vak weggehaald en bij Matrix (Q) toegevoegd iom LN/TN
Analysis | Nucleotides - uridine 5'-monophopshate (5'-UMP) | [5 empty] | MiK | 2016-02-22 | Aangepast van HPLC methode naar LCMS
[7 empty] | MiK | 2016-08-17 | Nieuwe layout
NQAC method | HI00.3300.000 | [5 empty] | JvE | 2017-08-21 | scope aanpassing; Q toegevoegd
Nestlé method | AOAC 2011.21 | [5 empty] | TN | 2019-01-23 | NQAC method aangepast naar LI-00.606
Reference to international method | AOAC 2011.21 | [5 empty] | TN | 2020-03-23 | NQAC en Nestle methode aangepast naar AOAC 2011.21, Q verwijderd
[7 empty] | TN | 2020-09-30 | Accreditatie AOAC methode sinds 21/08/2020, Q toegevoegd
Principle of method | LC-MSMS | [5 empty] | TN | 2021-02-10 | LoQ premix toegevoegd
[7 empty] | TN | 2021-12-06 | LoQ premix nucleotide apart in nieuw IB alleen voor Nucleotiden toegevoegd
Sample amount required | 50g | [5 empty] | TN | 2021-12-06 | Matrix IF & ADF specified
[7 empty] | TN | 2023-06-01 | Infant Formula HA veranderd in FSMP
Matrix | Accredited (Q) | Measurement uncertainty (MU%) | Reproducibility (R%) | Repeatability (r%) | LoQ Solid Product | LoQ Liquid Product | TN | 2023-12-01 | FSMP Q uitgezet, deze was in Juni 2023 al in het LIMS uitgezet. Ipv Infant Formula Milkproducts ingevuld (omdat we IF niet als groep hebbe)
Milkproducts | Q | 18% | 14% | 10% | 0.2 mg/100g | 0.02 mg/100g | TN | 2024-04-03 | AOAC2011.21 aangepast naar HI00.3300.000 & FSMP toegevoegd aan scope
FSMP | Q | 18% | 14% | 10% | 0.2 mg/100g | 0.02 mg/100g
Culinary
Cereals
Cocoa
Petfoods
Oils & Fats
Micronutrient Premix |  | 18% | 14% | 10% | 4 mg/100g
Adult Nutritional Formula |  | 18% | 14% | 10% | 0.2 mg/100g | 0.02 mg/100g
Return to Dashboard

## Nucleo-IMP
[7 empty] | Paraaf | Datum | Aanpassing
ANALYTICAL METHODS NQAC NUNSPEET, THE NETHERLANDS | [6 empty] | JvE | 2017-08-21 | scope aanpassing; Q toegevoegd
Accredited according to ISO 17025 for all analyses indicated with "Q" in the matrices defined | [6 empty] | TN | 2019-01-24 | NQAC Method HI verwijderd
IB95.8030.300 Date issued: | 2025-02-18 | [5 empty] | TN | 23./03/2020 | NQAC en Nestle methode aangepast naar AOAC 2011.21, Q verwijderd
[7 empty] | TN | 2020-09-30 | Accreditatie AOAC methode sinds 21/08/2020, Q toegevoegd
[7 empty] | TN | 2020-09-30 | Accreditatie AOAC methode sinds 21/08/2020, Q toegevoegd
[7 empty] | TN | 2021-02-10 | LoQ premix toegevoegd
[7 empty] | TN | 2021-12-06 | LoQ premix nucleotide apart in nieuw IB alleen voor Nucleotiden toegevoegd
Analysis | Nucleotides - inosine 5'-monophosphate (5'-IMP) | [5 empty] | TN | 2021-12-06 | Matrix IF & ADF specified
[7 empty] | TN | 2023-06-01 | Infant Formula HA veranderd in FSMP
NQAC method | HI00.3300.000 | [5 empty] | TN | 2023-12-01 | FSMP Q uitgezet, deze was in Juni 2023 al in het LIMS uitgezet. Ipv Infant Formula Milkproducts ingevuld (omdat we IF niet als groep hebbe)
Nestlé method | AOAC 2011.21 | [5 empty] | TN | 2024-04-03 | AOAC2011.21 aangepast naar HI00.3300.000 & FSMP toegevoegd aan scope
Reference to international method | AOAC 2011.21
Principle of method | LC-MSMS
Sample amount required | 50g
Matrix | Accredited (Q) | Measurement uncertainty (MU%) | Reproducibility (R%) | Repeatability (r%) | LoQ Solid Product | LoQ Liquid Product
Milkproducts | Q | 16% | 16% | 8% | 0.2 mg/100g | 0.02 mg/100g
FSMP | Q | 16% | 16% | 8% | 0.2 mg/100g | 0.02 mg/100g
Culinary
Cereals
Cocoa
Petfoods
Oils & Fats
Micronutrient Premix |  |  |  |  | 4 mg/100g
Adult Nutritional Formula |  | 16% | 16% | 8% | 0.2 mg/100g | 0.02 mg/100g
Return to Dashboard

## HMOS-2FL
[7 empty] | Paraaf | Datum | Aanpassing
ANALYTICAL METHODS NQAC NUNSPEET, THE NETHERLANDS | [6 empty] | MiK | 2016-02-23 | Nieuw toegevoegd
Accredited according to ISO 17025 for all analyses indicated with "Q" in the matrices defined | [6 empty] | MiK | 2016-08-17 | Nieuwe layout
IB95.8030.300 Date issued: | 2025-02-18 | [5 empty] | HE | 2016-11-18 | Waardes voor de HA products matrix toegevoegd
[7 empty] | TN | 2017-08-18 | LOQ waardes aangepast nav aanpassing validatiefile
[7 empty] | TN | 2018-05-23 | LOQ vloeibaar toegevoegd (zie mail HMOS van CS 8.5.2018)
[7 empty] | TN | 2018-01-24 | NQAC method HI verwijderd
[7 empty] | MiK | 2019-07-01 | LI-08.008 vervangen door LI-08.014 en de prestatie kenmerken hiernaar geupdate
Analysis | HMOS - 2’-Fucosyllactose | [5 empty] | TN | 2020-06-01 | LI-08.014 implementatie alle 6 HMOs componenten
[7 empty] | TN | 2022-04-06 | LOQ eenheid mg/100g moest g/100g zijn
NQAC method | LI-08.017 | [5 empty] | TN | 2022-05-16 | LI-08.017 als nieuwe methode geimplementeerd
Nestlé method | LI-08.017 | [5 empty] | TN | 2023-06-01 | FSMP toegevoegd
Reference to international method | [6 empty] | TN | 2024-02-12 | Validatie prestatiekenmerken HMOs verlaagd ivm Cm criteria MU
Principle of method | UPLC
Sample amount required | 25g
Matrix | Accredited (Q) | Measurement uncertainty (MU%) | Reproducibility (R%) | Repeatability (r%) | LoQ Solid Product | LoQ Liquid Product
Milk products |  | 10% | 11% | 8% | 30 mg/100g | 4.3 mg/100g
FSMP |  | 10% | 11% | 8% | 30 mg/100g | 4.3 mg/100g
Culinary
Cereals
Cocoa
Petfoods
Oils & Fats
Micronutrient Premix
Return to Dashboard

## HMOS-3FL
[7 empty] | Paraaf | Datum | Aanpassing
ANALYTICAL METHODS NQAC NUNSPEET, THE NETHERLANDS | [6 empty] | MiK | 2016-02-23 | Nieuw toegevoegd
Accredited according to ISO 17025 for all analyses indicated with "Q" in the matrices defined | [6 empty] | MiK | 2016-08-17 | Nieuwe layout
IB95.8030.300 Date issued: | 2025-02-18 | [5 empty] | HE | 2016-11-18 | Waardes voor de HA products matrix toegevoegd
[7 empty] | TN | 2017-08-18 | LOQ waardes aangepast nav aanpassing validatiefile
[7 empty] | TN | 2018-05-23 | LOQ vloeibaar toegevoegd (zie mail HMOS van CS 8.5.2018)
[7 empty] | TN | 2018-01-24 | NQAC method HI verwijderd
[7 empty] | MiK | 2019-07-01 | LI-08.008 vervangen door LI-08.014 en de prestatie kenmerken hiernaar geupdate
Analysis | HMOS - 3-Fucosyllactose | [5 empty] | TN | 2020-06-01 | LI-08.014 implementatie alle 6 HMOs componenten
[7 empty] | TN | 2022-04-06 | LOQ eenheid mg/100g moest g/100g zijn
NQAC method | LI-08.017 | [5 empty] | TN | 2022-05-16 | LI-08.017 als nieuwe methode geimplementeerd
Nestlé method | LI-08.017 | [5 empty] | TN | 2023-06-01 | FSMP toegevoegd
Reference to international method | [6 empty] | TN | 2024-02-12 | Validatie prestatiekenmerken HMOs verlaagd ivm Cm criteria MU
Principle of method | UPLC
Sample amount required | 25g
Matrix | Accredited (Q) | Measurement uncertainty (MU%) | Reproducibility (R%) | Repeatability (r%) | LoQ Solid Product | LoQ Liquid Product
Milk products |  | 10% | 11% | 8% | 30 mg/100g | 4.3 mg/100g
FSMP |  | 10% | 11% | 8% | 30 mg/100g | 4.3 mg/100g
Culinary
Cereals
Cocoa
Petfoods
Oils & Fats
Micronutrient Premix
Return to Dashboard

## HMOS-DFL
[7 empty] | Paraaf | Datum | Aanpassing
ANALYTICAL METHODS NQAC NUNSPEET, THE NETHERLANDS | [6 empty] | TN | 2020-06-01 | DFL toegevoegd aan LI-08.014 methode= 6HMO
Accredited according to ISO 17025 for all analyses indicated with "Q" in the matrices defined | [6 empty] | TN | 2022-05-16 | LI-08.017 als nieuwe methode geimplementeerd
IB95.8030.300 Date issued: | 2025-02-18 | [5 empty] | TN | 2023-06-01 | FSMP toegevoegd
[7 empty] | TN | 2024-02-12 | Validatie prestatiekenmerken HMOs verlaagd ivm Cm criteria MU
Analysis | HMOS - Difucosyllactose
NQAC method | LI-08.017
Nestlé method | LI-08.017
Reference to international method
Principle of method | UPLC
Sample amount required | 25g
Matrix | Accredited (Q) | Measurement uncertainty (MU%) | Reproducibility (R%) | Repeatability (r%) | LoQ Solid Product | LoQ Liquid Product
Milk products |  | 12% | 15% | 8% | 10 mg/100g | 1.4 mg/100g
FSMP |  | 12% | 15% | 8% | 10 mg/100g | 1.4 mg/100g
Culinary
Cereals
Cocoa
Petfoods
Oils & Fats
Micronutrient Premix
Return to Dashboard

## HMOS-3SL
[7 empty] | Paraaf | Datum | Aanpassing
ANALYTICAL METHODS NQAC NUNSPEET, THE NETHERLANDS | [6 empty] | TN | 2020-06-01 | 3-SL toegevoegd aan bestaande LI-08.014 methode= 6HMO
Accredited according to ISO 17025 for all analyses indicated with "Q" in the matrices defined | [6 empty] | TN | 2022-05-16 | LI-08.017 als nieuwe methode geimplementeerd
IB95.8030.300 Date issued: | 2025-02-18 | [5 empty] | TN | 2023-06-01 | FSMP toegevoegd
[7 empty] | TN | 2024-02-12 | Validatie prestatiekenmerken HMOs verlaagd ivm Cm criteria MU
Analysis | HMOS - 3'-Sialyllactose
NQAC method | LI-08.017
Nestlé method | LI-08.017
Reference to international method
Principle of method | UPLC
Sample amount required | 25g
Matrix | Accredited (Q) | Measurement uncertainty (MU%) | Reproducibility (R%) | Repeatability (r%) | LoQ Solid Product | LoQ Liquid Product
Milk products |  | 12% | 13% | 8% | 10 mg/100g | 1.4 mg/100g
FSMP |  | 12% | 13% | 8% | 10 mg/100g | 1.4 mg/100g
Culinary
Cereals
Cocoa
Petfoods
Oils & Fats
Micronutrient Premix
Return to Dashboard

## HMOS-6SL
[7 empty] | Paraaf | Datum | Aanpassing
ANALYTICAL METHODS NQAC NUNSPEET, THE NETHERLANDS | [6 empty] | TN | 2020-06-01 | 6-SL toegevoegd aan bestaande LI-08.014 methode= 6HMO
Accredited according to ISO 17025 for all analyses indicated with "Q" in the matrices defined | [6 empty] | TN | 2021-02-23 | LoQ 6 SL geen 0.005 maar 0.01 in solid; geen 0.0005 maar 0.001 in solid
IB95.8030.300 Date issued: | 2025-02-18 | [5 empty] | TN | 2022-05-16 | LI-08.017 als nieuwe methode geimplementeerd
[7 empty] | TN | 2023-06-01 | FSMP toegevoegd
[7 empty] | TN | 2024-02-12 | Validatie prestatiekenmerken HMOs verlaagd ivm Cm criteria MU
Analysis | HMOS - 6'-Sialyllactose
NQAC method | LI-08.017
Nestlé method | LI-08.017
Reference to international method
Principle of method | UPLC
Sample amount required | 25g
Matrix | Accredited (Q) | Measurement uncertainty (MU%) | Reproducibility (R%) | Repeatability (r%) | LoQ Solid Product | LoQ Liquid Product
Milk products |  | 14% | 16% | 8% | 10 mg/100g | 1.4 mg/100g
FSMP |  | 14% | 16% | 8% | 10 mg/100g | 1.4 mg/100g
Culinary
Cereals
Cocoa
Petfoods
Oils & Fats
Micronutrient Premix
Return to Dashboard

## HMOS-LNT
H
[8 empty] | Paraaf | Datum | Aanpassing
| ANALYTICAL METHODS NQAC NUNSPEET, THE NETHERLANDS | [6 empty] | TN | 2020-06-01 | LNT toegevoegd aan LI-08.014 methode= 6HMO
| Accredited according to ISO 17025 for all analyses indicated with "Q" in the matrices defined | [6 empty] | TN | 2022-05-16 | LI-08.017 als nieuwe methode geimplementeerd
| IB95.8030.300 Date issued: | 2025-02-18 | [5 empty] | TN | 2023-06-01 | FSMP toegevoegd
[8 empty] | TN | 2024-02-12 | Validatie prestatiekenmerken HMOs verlaagd ivm Cm criteria MU
| Analysis | HMOS - Lacto-N-tetraose
| NQAC method | LI-08.017
| Nestlé method | LI-08.017
Reference to international method
| Principle of method | UPLC
| Sample amount required | 25g
| Matrix | Accredited (Q) | Measurement uncertainty (MU%) | Reproducibility (R%) | Repeatability (r%) | LoQ Solid Product | LoQ Liquid Product
| Milk products |  | 10% | 11% | 8% | 15 mg/100g | 2.1 mg/100g
| FSMP |  | 10% | 11% | 8% | 15 mg/100g | 2.1 mg/100g
Culinary
Cereals
Cocoa
Petfoods
Oils & Fats
Micronutrient Premix
Return to Dashboard

## HMOS-LNnT
[7 empty] | Paraaf | Datum | Aanpassing
ANALYTICAL METHODS NQAC NUNSPEET, THE NETHERLANDS | [6 empty] | MiK | 2016-02-23 | Nieuw toegevoegd
Accredited according to ISO 17025 for all analyses indicated with "Q" in the matrices defined | [6 empty] | MiK | 2016-08-17 | Nieuwe layout
IB95.8030.300 Date issued: | 2025-02-18 | [5 empty] | HE | 2016-11-18 | Waardes voor de HA products matrix toegevoegd
[7 empty] | TN | 2017-08-18 | LOQ waardes aangepast nav aanpassing validatiefile
[7 empty] | TN | 2018-05-23 | LOQ vloeibaar toegevoegd (zie mail HMOS van CS 8.5.2018)
[7 empty] | TN | 2018-01-24 | NQAC method HI verwijderd
[7 empty] | MiK | 2019-07-01 | LI-08.008 vervangen door LI-08.014 en de prestatie kenmerken hiernaar geupdate
Analysis | HMOS - Lacto-N-neotetraose | [5 empty] | TN | 2020-06-01 | LI-08.014 implementatie alle 6 HMOs componenten
[7 empty] | TN | 2022-04-06 | LoQ eenheid moest 0.005 g/100g zijn ipv 0.005 mg/100g
NQAC method | LI-08.017 | [5 empty] | TN | 2022-05-16 | LI-08.017 als nieuwe methode geimplementeerd
Nestlé method | LI-08.017 | [5 empty] | TN | 2023-06-01 | FSMP toegevoegd
Reference to international method | [6 empty] | TN | 2024-02-12 | Validatie prestatiekenmerken HMOs verlaagd ivm Cm criteria MU
Principle of method | UPLC
Sample amount required | 25g
Matrix | Accredited (Q) | Measurement uncertainty (MU%) | Reproducibility (R%) | Repeatability (r%) | LoQ Solid Product | LoQ Liquid Product
Milk products |  | 10% | 11% | 8% | 15 mg/100g | 2.1 mg/100g
FSMP |  | 10% | 11% | 8% | 15 mg/100g | 2.1 mg/100g
Culinary
Cereals
Cocoa
Petfoods
Oils & Fats
Micronutrient Premix
Return to Dashboard

## Tube Performance Bolus
[7 empty] | Paraaf | Datum | Aanpassing
ANALYTICAL METHODS NQAC NUNSPEET, THE NETHERLANDS | [6 empty] | TN | 2021-12-21 | Method implemented for Vitaflo in 2020 and added to new IB form
Accredited according to ISO 17025 for all analyses indicated with "Q" in the matrices defined
IB95.8030.300 Date issued: | 2025-02-18
Analysis | Tube Performance Bolus
NQAC method | HI00.0310.100
Nestlé method | Vitaflo Bolus & Pump Enteral Tube Feeding Protocol
Reference to international method
Principle of method
Sample amount required
Matrix | Accredited (Q) | Measurement uncertainty (MU%) | Reproducibility (R%) | Repeatability (r%) | LoQ Solid Product | LoQ Liquid Product
Milk products
FSMP
Culinary
Cereals
Cocoa
Petfoods
Oils & Fats
Micronutrient Premix
Return to Dashboard

## Tube Performance Gravity
[7 empty] | Paraaf | Datum | Aanpassing
ANALYTICAL METHODS NQAC NUNSPEET, THE NETHERLANDS | [6 empty] | TN | 2021-12-21 | Method implemented for Vitaflo in 2020 and added to new IB form
Accredited according to ISO 17025 for all analyses indicated with "Q" in the matrices defined
IB95.8030.300 Date issued: | 2025-02-18
Analysis | Tube Performance Gravity
NQAC method | HI00.0310.200
Nestlé method | LI-12.508-01
Reference to international method
Principle of method
Sample amount required
Matrix | Accredited (Q) | Measurement uncertainty (MU%) | Reproducibility (R%) | Repeatability (r%) | LoQ Solid Product | LoQ Liquid Product
Milk products
FSMP
Culinary
Cereals
Cocoa
Petfoods
Oils & Fats
Micronutrient Premix
Return to Dashboard

## Tube Performance Pump
[7 empty] | Paraaf | Datum | Aanpassing
ANALYTICAL METHODS NQAC NUNSPEET, THE NETHERLANDS | [6 empty] | TN | 2021-12-21 | Method implemented for Vitaflo in 2020 and added to new IB form
Accredited according to ISO 17025 for all analyses indicated with "Q" in the matrices defined
IB95.8030.300 Date issued: | 2025-02-18
Analysis | Tube Performance Pump
NQAC method | HI00.0310.200
Nestlé method | Vitaflo Bolus & Pump Enteral Tube Feeding Protocol
Reference to international method
Principle of method
Sample amount required
Matrix | Accredited (Q) | Measurement uncertainty (MU%) | Reproducibility (R%) | Repeatability (r%) | LoQ Solid Product | LoQ Liquid Product
Milk products
FSMP
Culinary
Cereals
Cocoa
Petfoods
Oils & Fats
Micronutrient Premix
Return to Dashboard

## PSD Gradis
[7 empty] | Paraaf | Datum | Aanpassing
ANALYTICAL METHODS NQAC NUNSPEET, THE NETHERLANDS | [6 empty] | TN | 2022-01-01 | PSD mbt Gradis methode officieel in gebruik genomen.
Accredited according to ISO 17025 for all analyses indicated with "Q" in the matrices defined | [6 empty] | TN | 2023-01-23 | Cereal matrix toegevoegd, wal wel gevalideerd maar nog niet vermeld op IB formulier
IB95.8030.300 Date issued: | 2025-02-18 | [5 empty] | TN | 2023-06-01 | FSMP toegevoegd
Analysis | Particle Size Distribution by Gradis
NQAC method | HI 00.0400.000
Nestlé method | LI-00.161
Reference to international method | 1992/1 T-QM/FC/StB Particle size analysis by laser diffraction, Presentation of the “Sympatec equipment. Application to powders and chocolate products
Principle of method | Gentle dry dispersion in free fall for measuring (fragile) dry powders by laser diffraction
Sample amount required | 100 g
Matrix | Accredited (Q) | Measurement uncertainty (MU%) | Reproducibility (R%) | Repeatability (r%) | LoQ Solid Product | LoQ Liquid Product
Milk products |  | 10 % | 10 % | 5 %
FSMP |  | 10 % | 10 % | 5 %
Culinary
Cereals |  | 10 % | 10 % | 5 %
Cocoa
Petfoods
Oils & Fats
Micronutrient Premix > 50 µm |  | 10 % | 10 % | 5 %
Micronutrient Premix < 50 µm |  | 10 % | 15 % | 5 %
Return to Dashboard

## PSD Rodos
[7 empty] | Paraaf | Datum | Aanpassing
ANALYTICAL METHODS NQAC NUNSPEET, THE NETHERLANDS | [6 empty] | TN | 2023-01-01 | PSD mbt Rodos methode officieel in gebruik genomen.
Accredited according to ISO 17025 for all analyses indicated with "Q" in the matrices defined
IB95.8030.300 Date issued: | 2025-02-18
Analysis | Particle Size Distribution by Rodos
NQAC method | HI 00.0400.000
Nestlé method | LI-00.161
Reference to international method | 1992/1 T-QM/FC/StB Particle size analysis by laser diffraction, Presentation of the “Sympatec equipment.
Principle of method | Powerful dry dispersion for measuring powders in free aerosol jet by laser diffraction
Sample amount required | 100 g
Matrix | Accredited (Q) | Measurement uncertainty (MU%) | Reproducibility (R%) | Repeatability (r%) | LoQ Solid Product | LoQ Liquid Product
Milk products
FSMP
Culinary
Cereals
Cocoa
Petfoods
Oils & Fats
Micronutrient Premix > 50 µm |  | 10 % | 10 % | 5 %
Micronutrient Premix < 50 µm |  | 10 % | 15 % | 5 %
Return to Dashboard
Return to Dashboard

## Total Nitrogen
[7 empty] | Paraaf | Datum | Aanpassing
ANALYTICAL METHODS NQAC NUNSPEET, THE NETHERLANDS | [6 empty] | TN | 2023-01-01 | PSD mbt Rodos methode officieel in gebruik genomen.
Accredited according to ISO 17025 for all analyses indicated with "Q" in the matrices defined
IB95.8030.300 Date issued: | 2025-02-18
Analysis | Total Nitrogen by combustion
NQAC method | LI-00.557-2
Nestlé method | LI-00.557-2
Reference to international method | AOAC Official methods 992.15, 992.23, 990.03 and to the ISO 14891/IDF 185, 2002 and ISO/FDIS 16634, 2008
Principle of method | Dumas
Sample amount required | 25 g
Matrix | Accredited (Q) | Measurement uncertainty (MU%) | Reproducibility (R%) | Repeatability (r%) | LoQ Solid Product | LoQ Liquid Product
Milk products |  | 3% | 4% | 3% | 0.1g TN/100g | 0.1g TN/100g
FSMP |  | 3% | 4% | 3% | 0.1g TN/100g | 0.1g TN/100g
Culinary
Cereals |  | 3% | 4% | 3% | 0.1g TN/100g | 0.1g TN/100g
Cocoa
Petfoods
Oils & Fats
Return to Dashboard
Return to Dashboard

## Vitamin K3 Outsourced
[7 empty] | Paraaf | Datum | Aanpassing
ANALYTICAL METHODS NQAC NUNSPEET, THE NETHERLANDS | [6 empty] | TN | 2021-12-22 | Nieuw IB formulier
Accredited according to ISO 17025 for all analyses indicated with "Q" in the matrices defined
IB95.8030.300 Date issued: | 2025-02-18
Analysis | Vitamin K3 in petfoods - Outsourced
OUTSOURCE LAB | Masterlab Boxmeer, NL
Abbreviation on the Analytical Rep. | MAS
Outsource Lab Method | 52440
Nestlé GLOBE method | ANA-00095-K3
Principle of method | LC-UV
Sample amount required | 100 g
Matrix | Accredited (Q) | Measurement uncertainty (MU%) | Reproducibility (R%) | Repeatability (r%) | LoQ Solid Product | LoQ Liquid Product
Milk products
FSMP
Culinary
Cereals
Cocoa
Petfoods
Oils & Fats
Micronutrient Premix
Return to Dashboard

## Fluoride Petfoods Outsourced
[7 empty] | Paraaf | Datum | Aanpassing
ANALYTICAL METHODS NQAC NUNSPEET, THE NETHERLANDS | [6 empty] | TN | 2021-12-22 | Nieuw IB formulier
Accredited according to ISO 17025 for all analyses indicated with "Q" in the matrices defined
IB95.8030.300 Date issued: | 2025-02-18
Analysis | Fluoride in petfoods - Outsourced
OUTSOURCE LAB | Nutricontrol Veghel, NL
Abbreviation on the Analytical Rep. | NUC
Outsource Lab Method | 10012
Nestlé GLOBE method | ANAL-10012-F
Principle of method | Ion Selective Electrode
Sample amount required | 100 g
Matrix | Accredited (Q) | Measurement uncertainty (MU%) | Reproducibility (R%) | Repeatability (r%) | LoQ Solid Product | LoQ Liquid Product
Milk products
FSMP
Culinary
Cereals
Cocoa
Petfoods
Oils & Fats
Micronutrient Premix
Return to Dashboard
Return to Dashboard
Return to Dashboard
Return to Dashboard

## Fluoride Salts Outsourced
[7 empty] | Paraaf | Datum | Aanpassing
ANALYTICAL METHODS NQAC NUNSPEET, THE NETHERLANDS | [6 empty] | TN | 2021-12-22 | Nieuw IB formulier
Accredited according to ISO 17025 for all analyses indicated with "Q" in the matrices defined | [6 empty] | TN | 2022-07-21 | F-POTENZ-(S188) 2018 vervangen door F-Potenz-S188
IB95.8030.300 Date issued: | 2025-02-18
Analysis | Fluoride in salts - Outsourced
OUTSOURCE LAB | Neotron, Italy
Abbreviation on the Analytical Rep. | NEO
Outsource Lab Method | F-Potenz-S188
Nestlé GLOBE method
Principle of method | Ion Selective Electrode
Sample amount required | 100 g
Matrix | Accredited (Q) | Measurement uncertainty (MU%) | Reproducibility (R%) | Repeatability (r%) | LoQ Solid Product | LoQ Liquid Product
Milk products
FSMP
Culinary
Cereals
Cocoa
Petfoods
Oils & Fats
Micronutrient Premix
Return to Dashboard
Return to Dashboard
Return to Dashboard
Return to Dashboard
Return to Dashboard
Return to Dashboard
Return to Dashboard

## Lysinoalanine Outsourced
[7 empty] | Paraaf | Datum | Aanpassing
ANALYTICAL METHODS NQAC NUNSPEET, THE NETHERLANDS | [6 empty] | TN | 2021-12-22 | Nieuw IB formulier
Accredited according to ISO 17025 for all analyses indicated with "Q" in the matrices defined | [6 empty] | TN | 2022-07-21 | AAA-OH-S11 Globe methode veld leeg gemaakt (was een voormalig rapportnr)
IB95.8030.300 Date issued: | 2025-02-18 | [5 empty] | TN | 2023-01-23 | Ansynth veranderd in Qlip en de QLP methode vermeld
Analysis | Lysinoalanine - Outsourced
OUTSOURCE LAB | Qlip
Abbreviation on the Analytical Rep. | QLP
Outsource Lab Method | AN4250E
Nestlé GLOBE method
Principle of method | Amino Acid Analyser
Sample amount required | 100 g
Matrix | Accredited (Q) | Measurement uncertainty (MU%) | Reproducibility (R%) | Repeatability (r%) | LoQ Solid Product | LoQ Liquid Product
Milk products
FSMP
Culinary
Cereals
Cocoa
Petfoods
Oils & Fats
Micronutrient Premix
Return to Dashboard
Return to Dashboard
Return to Dashboard
Return to Dashboard
Return to Dashboard
Return to Dashboard
Return to Dashboard

## Sheet5
[7 empty] | Paraaf | Datum | Aanpassing
ANALYTICAL METHODS NQAC NUNSPEET, THE NETHERLANDS | [6 empty] | TN | 2021-12-22 | Nieuw IB formulier
Accredited according to ISO 17025 for all analyses indicated with "Q" in the matrices defined
IB95.8030.300 Date issued: | 2025-02-18
Analysis | Outsourced
OUTSOURCE LAB
Abbreviation on the Analytical Rep.
Outsource Lab Method
Nestlé GLOBE method
Principle of method
Sample amount required | 100 g
Matrix | Accredited (Q) | Measurement uncertainty (MU%) | Reproducibility (R%) | Repeatability (r%) | LoQ Solid Product | LoQ Liquid Product
Milk products
Culinary
Cereals
Cocoa
Petfoods
Oils & Fats
Micronutrient Premix
Return to Dashboard
Return to Dashboard
Return to Dashboard
Return to Dashboard
Return to Dashboard